## Enclosure-C
Manufacturer
HOFFMAN
Mounting
Free Standing Wall Mount Flush-Mounted
Material
Carbon Steel Fibre Glass Stainless Steel
NEMA
TYPE 1 TYPE 3 TYPE 3R TYPE 4 TYPE 12
Depth
6 inch/152 mm 8 inch/203 mm 10 inch/254 mm 12 inch/305 mm 16 inch/406 mm 20 inch/ 508 mm
Finish
ANSI 61 GREY
Windows
No Window With Window
Certificate
cUL UL

## Fuse-C
Manufacturer
BUSSMAN
Current
TYPE 4X
Voltage
600 V AC
Type
Fast Acting Time Delay
Material
Ceramic Glass
Certificate
CSA

## Enclosure-D
F7 | F6 | F1 | F5 | F2 | F3 | F4 | [5 empty] | F0 |  | F8
1 | 2 | 3 | 4 | 5 | 6 | 7 | 8 | 9 | 10 | 11 |  | 12 | 13
Mount | Material | NEMA Type | Color | Height mm | Width mm | Depth mm | Part No. Mounting Plate | Mounting Plate Height mm | Mounting Plate Width mm | Part No. Enclosure | Window | Manufacturer | Description | Certificates | Link | PDF | Key words: - Enclosure - Panel - Control Panel - Cabinet - Box
Wall Mount | Mild Steel | Type 4, 12, 13; IP66 | ANSI 61 | 305 | 254 | 152 | CP1210 CP1210G | 259 | 208 | CSD12106 | FALSE | HOFFMAN |  | UL cUL | https://hoffman.nvent.com/en-ca/products/concept-single-door-enclosures-0 | https://hoffman.nvent.com/en-ca/print/pdf/node/129306
Wall Mount | Mild Steel | Type 4, 12, 13; IP66 | ANSI 61 | 305 | 305 | 152 | CP1212 CP1212G | 259 | 259 | CSD12126 | FALSE | HOFFMAN |  | UL cUL | https://hoffman.nvent.com/en-ca/products/concept-single-door-enclosures-0 | https://hoffman.nvent.com/en-ca/print/pdf/node/129306
Wall Mount | Mild Steel | Type 4, 12, 13; IP66 | ANSI 61 | 305 | 610 | 152 | CP2412 CP2412G | 564 | 259 | CSD12246 | FALSE | HOFFMAN |  | UL cUL | https://hoffman.nvent.com/en-ca/products/concept-single-door-enclosures-0 | https://hoffman.nvent.com/en-ca/print/pdf/node/129306
Wall Mount | Mild Steel | Type 4, 12, 13; IP66 | ANSI 61 | 305 | 610 | 203 | CP2412 CP2412G | 564 | 259 | CSD12248 | FALSE | HOFFMAN |  | UL cUL | https://hoffman.nvent.com/en-ca/products/concept-single-door-enclosures-0 | https://hoffman.nvent.com/en-ca/print/pdf/node/129306
Wall Mount | Mild Steel | Type 4, 12, 13; IP66 | ANSI 61 | 406 | 305 | 254 | CP1612 CP1612G | 361 | 259 | CSD161210 | FALSE | HOFFMAN |  | UL cUL | https://hoffman.nvent.com/en-ca/products/concept-single-door-enclosures-0 | https://hoffman.nvent.com/en-ca/print/pdf/node/129306
Wall Mount | Mild Steel | Type 4, 12, 13; IP66 | ANSI 61 | 406 | 305 | 152 | CP1612 CP1612G | 361 | 259 | CSD16126 | FALSE | HOFFMAN |  | UL cUL | https://hoffman.nvent.com/en-ca/products/concept-single-door-enclosures-0 | https://hoffman.nvent.com/en-ca/print/pdf/node/129306
Wall Mount | Mild Steel | Type 4, 12, 13; IP66 | ANSI 61 | 406 | 305 | 203 | CP1612 CP1612G | 361 | 259 | CSD16128 | FALSE | HOFFMAN |  | UL cUL | https://hoffman.nvent.com/en-ca/products/concept-single-door-enclosures-0 | https://hoffman.nvent.com/en-ca/print/pdf/node/129306
Wall Mount | Mild Steel | Type 4, 12, 13; IP66 | ANSI 61 | 406 | 406 | 254 | CP1616 CP1616G | 361 | 361 | CSD161610 | FALSE | HOFFMAN |  | UL cUL | https://hoffman.nvent.com/en-ca/products/concept-single-door-enclosures-0 | https://hoffman.nvent.com/en-ca/print/pdf/node/129306
Wall Mount | Mild Steel | Type 4, 12, 13; IP66 | ANSI 61 | 406 | 406 | 152 | CP1616 CP1616G | 361 | 361 | CSD16166 | FALSE | HOFFMAN |  | UL cUL | https://hoffman.nvent.com/en-ca/products/concept-single-door-enclosures-0 | https://hoffman.nvent.com/en-ca/print/pdf/node/129306
Wall Mount | Mild Steel | Type 4, 12, 13; IP66 | ANSI 61 | 406 | 406 | 203 | CP1616 CP1616G | 361 | 361 | CSD16168 | FALSE | HOFFMAN |  | UL cUL | https://hoffman.nvent.com/en-ca/products/concept-single-door-enclosures-0 | https://hoffman.nvent.com/en-ca/print/pdf/node/129306
Wall Mount | Mild Steel | Type 4, 12, 13; IP66 | ANSI 61 | 406 | 508 | 254 | CP2016 CP2016G | 462 | 361 | CSD162010 | FALSE | HOFFMAN |  | UL cUL | https://hoffman.nvent.com/en-ca/products/concept-single-door-enclosures-0 | https://hoffman.nvent.com/en-ca/print/pdf/node/129306
Wall Mount | Mild Steel | Type 4, 12, 13; IP66 | ANSI 61 | 406 | 508 | 152 | CP2016 CP2016G | 462 | 361 | CSD16206 | FALSE | HOFFMAN |  | UL cUL | https://hoffman.nvent.com/en-ca/products/concept-single-door-enclosures-0 | https://hoffman.nvent.com/en-ca/print/pdf/node/129306
Wall Mount | Mild Steel | Type 4, 12, 13; IP66 | ANSI 61 | 406 | 508 | 203 | CP2016 CP2016G | 462 | 361 | CSD16208 | FALSE | HOFFMAN |  | UL cUL | https://hoffman.nvent.com/en-ca/products/concept-single-door-enclosures-0 | https://hoffman.nvent.com/en-ca/print/pdf/node/129306
Wall Mount | Mild Steel | Type 4, 12, 13; IP66 | ANSI 61 | 508 | 305 | 152 | CP2012 CP2012G | 462 | 259 | CSD20126 | FALSE | HOFFMAN |  | UL cUL | https://hoffman.nvent.com/en-ca/products/concept-single-door-enclosures-0 | https://hoffman.nvent.com/en-ca/print/pdf/node/129306
Wall Mount | Mild Steel | Type 4, 12, 13; IP66 | ANSI 61 | 508 | 305 | 203 | CP2012 CP2012G | 462 | 259 | CSD20128 | FALSE | HOFFMAN |  | UL cUL | https://hoffman.nvent.com/en-ca/products/concept-single-door-enclosures-0 | https://hoffman.nvent.com/en-ca/print/pdf/node/129306
Wall Mount | Mild Steel | Type 4, 12, 13; IP66 | ANSI 61 | 508 | 406 | 254 | CP2016 CP2016G | 462 | 361 | CSD201610 | FALSE | HOFFMAN |  | UL cUL | https://hoffman.nvent.com/en-ca/products/concept-single-door-enclosures-0 | https://hoffman.nvent.com/en-ca/print/pdf/node/129306
Wall Mount | Mild Steel | Type 4, 12, 13; IP66 | ANSI 61 | 508 | 406 | 305 | CP2016 CP2016G | 462 | 361 | CSD201612 | FALSE | HOFFMAN |  | UL cUL | https://hoffman.nvent.com/en-ca/products/concept-single-door-enclosures-0 | https://hoffman.nvent.com/en-ca/print/pdf/node/129306
Wall Mount | Mild Steel | Type 4, 12, 13; IP66 | ANSI 61 | 508 | 406 | 152 | CP2016 CP2016G | 462 | 361 | CSD20166 | FALSE | HOFFMAN |  | UL cUL | https://hoffman.nvent.com/en-ca/products/concept-single-door-enclosures-0 | https://hoffman.nvent.com/en-ca/print/pdf/node/129306
Wall Mount | Mild Steel | Type 4, 12, 13; IP66 | ANSI 61 | 508 | 406 | 203 | CP2016 CP2016G | 462 | 361 | CSD20168 | FALSE | HOFFMAN |  | UL cUL | https://hoffman.nvent.com/en-ca/products/concept-single-door-enclosures-0 | https://hoffman.nvent.com/en-ca/print/pdf/node/129306
Wall Mount | Mild Steel | Type 4, 12, 13; IP66 | ANSI 61 | 508 | 508 | 254 | CP2020 CP2020G | 462 | 462 | CSD202010 | FALSE | HOFFMAN |  | UL cUL | https://hoffman.nvent.com/en-ca/products/concept-single-door-enclosures-0 | https://hoffman.nvent.com/en-ca/print/pdf/node/129306
Wall Mount | Mild Steel | Type 4, 12, 13; IP66 | ANSI 61 | 508 | 508 | 305 | CP2020 CP2020G | 462 | 462 | CSD202012 | FALSE | HOFFMAN |  | UL cUL | https://hoffman.nvent.com/en-ca/products/concept-single-door-enclosures-0 | https://hoffman.nvent.com/en-ca/print/pdf/node/129306
Wall Mount | Mild Steel | Type 4, 12, 13; IP66 | ANSI 61 | 508 | 508 | 152 | CP2020 CP2020G | 462 | 462 | CSD20206 | FALSE | HOFFMAN |  | UL cUL | https://hoffman.nvent.com/en-ca/products/concept-single-door-enclosures-0 | https://hoffman.nvent.com/en-ca/print/pdf/node/129306
Wall Mount | Mild Steel | Type 4, 12, 13; IP66 | ANSI 61 | 508 | 508 | 203 | CP2020 CP2020G | 462 | 462 | CSD20208 | FALSE | HOFFMAN |  | UL cUL | https://hoffman.nvent.com/en-ca/products/concept-single-door-enclosures-0 | https://hoffman.nvent.com/en-ca/print/pdf/node/129306
Wall Mount | Mild Steel | Type 4, 12, 13; IP66 | ANSI 61 | 508 | 610 | 254 | CP2420 CP2420G | 564 | 462 | CSD202410 | FALSE | HOFFMAN |  | UL cUL | https://hoffman.nvent.com/en-ca/products/concept-single-door-enclosures-0 | https://hoffman.nvent.com/en-ca/print/pdf/node/129306
Wall Mount | Mild Steel | Type 4, 12, 13; IP66 | ANSI 61 | 508 | 610 | 152 | CP2420 CP2420G | 564 | 462 | CSD20246 | FALSE | HOFFMAN |  | UL cUL | https://hoffman.nvent.com/en-ca/products/concept-single-door-enclosures-0 | https://hoffman.nvent.com/en-ca/print/pdf/node/129306
Wall Mount | Mild Steel | Type 4, 12, 13; IP66 | ANSI 61 | 508 | 610 | 203 | CP2420 CP2420G | 564 | 462 | CSD20248 | FALSE | HOFFMAN |  | UL cUL | https://hoffman.nvent.com/en-ca/products/concept-single-door-enclosures-0 | https://hoffman.nvent.com/en-ca/print/pdf/node/129306
Wall Mount | Mild Steel | Type 4, 12, 13; IP66 | ANSI 61 | 610 | 305 | 254 | CP2412 CP2412G | 564 | 259 | CSD241210 | FALSE | HOFFMAN |  | UL cUL | https://hoffman.nvent.com/en-ca/products/concept-single-door-enclosures-0 | https://hoffman.nvent.com/en-ca/print/pdf/node/129306
Wall Mount | Mild Steel | Type 4, 12, 13; IP66 | ANSI 61 | 610 | 305 | 152 | CP2412 CP2412G | 564 | 259 | CSD24126 | FALSE | HOFFMAN |  | UL cUL | https://hoffman.nvent.com/en-ca/products/concept-single-door-enclosures-0 | https://hoffman.nvent.com/en-ca/print/pdf/node/129306
Wall Mount | Mild Steel | Type 4, 12, 13; IP66 | ANSI 61 | 610 | 305 | 203 | CP2412 CP2412G | 564 | 259 | CSD24128 | FALSE | HOFFMAN |  | UL cUL | https://hoffman.nvent.com/en-ca/products/concept-single-door-enclosures-0 | https://hoffman.nvent.com/en-ca/print/pdf/node/129306
Wall Mount | Mild Steel | Type 4, 12, 13; IP66 | ANSI 61 | 610 | 406 | 254 | CP2416 CP2416G | 564 | 361 | CSD241610 | FALSE | HOFFMAN |  | UL cUL | https://hoffman.nvent.com/en-ca/products/concept-single-door-enclosures-0 | https://hoffman.nvent.com/en-ca/print/pdf/node/129306
Wall Mount | Mild Steel | Type 4, 12, 13; IP66 | ANSI 61 | 610 | 406 | 152 | CP2416 CP2416G | 564 | 361 | CSD24166 | FALSE | HOFFMAN |  | UL cUL | https://hoffman.nvent.com/en-ca/products/concept-single-door-enclosures-0 | https://hoffman.nvent.com/en-ca/print/pdf/node/129306
Wall Mount | Mild Steel | Type 4, 12, 13; IP66 | ANSI 61 | 610 | 406 | 203 | CP2416 CP2416G | 564 | 361 | CSD24168 | FALSE | HOFFMAN |  | UL cUL | https://hoffman.nvent.com/en-ca/products/concept-single-door-enclosures-0 | https://hoffman.nvent.com/en-ca/print/pdf/node/129306
Wall Mount | Mild Steel | Type 4, 12, 13; IP66 | ANSI 61 | 610 | 508 | 254 | CP2420 CP2420G | 564 | 462 | CSD242010 | FALSE | HOFFMAN |  | UL cUL | https://hoffman.nvent.com/en-ca/products/concept-single-door-enclosures-0 | https://hoffman.nvent.com/en-ca/print/pdf/node/129306
Wall Mount | Mild Steel | Type 4, 12, 13; IP66 | ANSI 61 | 610 | 508 | 305 | CP2420 CP2420G | 564 | 462 | CSD242012 | FALSE | HOFFMAN |  | UL cUL | https://hoffman.nvent.com/en-ca/products/concept-single-door-enclosures-0 | https://hoffman.nvent.com/en-ca/print/pdf/node/129306
Wall Mount | Mild Steel | Type 4, 12, 13; IP66 | ANSI 61 | 610 | 508 | 406 | CP2420 CP2420G | 564 | 462 | CSD242016 | FALSE | HOFFMAN |  | UL cUL | https://hoffman.nvent.com/en-ca/products/concept-single-door-enclosures-0 | https://hoffman.nvent.com/en-ca/print/pdf/node/129306
Wall Mount | Mild Steel | Type 4, 12, 13; IP66 | ANSI 61 | 610 | 508 | 152 | CP2420 CP2420G | 564 | 462 | CSD24206 | FALSE | HOFFMAN |  | UL cUL | https://hoffman.nvent.com/en-ca/products/concept-single-door-enclosures-0 | https://hoffman.nvent.com/en-ca/print/pdf/node/129306
Wall Mount | Mild Steel | Type 4, 12, 13; IP66 | ANSI 61 | 610 | 508 | 203 | CP2420 CP2420G | 564 | 462 | CSD24208 | FALSE | HOFFMAN |  | UL cUL | https://hoffman.nvent.com/en-ca/products/concept-single-door-enclosures-0 | https://hoffman.nvent.com/en-ca/print/pdf/node/129306
Wall Mount | Mild Steel | Type 4, 12, 13; IP66 | ANSI 61 | 610 | 610 | 254 | CP2424 CP2424G | 564 | 564 | CSD242410 | FALSE | HOFFMAN |  | UL cUL | https://hoffman.nvent.com/en-ca/products/concept-single-door-enclosures-0 | https://hoffman.nvent.com/en-ca/print/pdf/node/129306
Wall Mount | Mild Steel | Type 4, 12, 13; IP66 | ANSI 61 | 610 | 610 | 305 | CP2424 CP2424G | 564 | 564 | CSD242412 | FALSE | HOFFMAN |  | UL cUL | https://hoffman.nvent.com/en-ca/products/concept-single-door-enclosures-0 | https://hoffman.nvent.com/en-ca/print/pdf/node/129306
Wall Mount | Mild Steel | Type 4, 12, 13; IP66 | ANSI 61 | 610 | 610 | 406 | CP2424 CP2424G | 564 | 564 | CSD242416 | FALSE | HOFFMAN |  | UL cUL | https://hoffman.nvent.com/en-ca/products/concept-single-door-enclosures-0 | https://hoffman.nvent.com/en-ca/print/pdf/node/129306
Wall Mount | Mild Steel | Type 4, 12, 13; IP66 | ANSI 61 | 610 | 610 | 508 | CP2424 CP2424G | 564 | 564 | CSD242420 | FALSE | HOFFMAN |  | UL cUL | https://hoffman.nvent.com/en-ca/products/concept-single-door-enclosures-0 | https://hoffman.nvent.com/en-ca/print/pdf/node/129306
Wall Mount | Mild Steel | Type 4, 12, 13; IP66 | ANSI 61 | 610 | 610 | 152 | CP2424 CP2424G | 564 | 564 | CSD24246 | FALSE | HOFFMAN |  | UL cUL | https://hoffman.nvent.com/en-ca/products/concept-single-door-enclosures-0 | https://hoffman.nvent.com/en-ca/print/pdf/node/129306
Wall Mount | Mild Steel | Type 4, 12, 13; IP66 | ANSI 61 | 610 | 610 | 203 | CP2424 CP2424G | 564 | 564 | CSD24248 | FALSE | HOFFMAN |  | UL cUL | https://hoffman.nvent.com/en-ca/products/concept-single-door-enclosures-0 | https://hoffman.nvent.com/en-ca/print/pdf/node/129306
Wall Mount | Mild Steel | Type 4, 12, 13; IP66 | ANSI 61 | 610 | 762 | 254 | CP3024 CP3024G | 716 | 564 | CSD243010 | FALSE | HOFFMAN |  | UL cUL | https://hoffman.nvent.com/en-ca/products/concept-single-door-enclosures-0 | https://hoffman.nvent.com/en-ca/print/pdf/node/129306
Wall Mount | Mild Steel | Type 4, 12, 13; IP66 | ANSI 61 | 610 | 762 | 305 | CP3024 CP3024G | 716 | 564 | CSD243012 | FALSE | HOFFMAN |  | UL cUL | https://hoffman.nvent.com/en-ca/products/concept-single-door-enclosures-0 | https://hoffman.nvent.com/en-ca/print/pdf/node/129306
Wall Mount | Mild Steel | Type 4, 12, 13; IP66 | ANSI 61 | 610 | 762 | 203 | CP3024 CP3024G | 716 | 564 | CSD24308 | FALSE | HOFFMAN |  | UL cUL | https://hoffman.nvent.com/en-ca/products/concept-single-door-enclosures-0 | https://hoffman.nvent.com/en-ca/print/pdf/node/129306
Wall Mount | Mild Steel | Type 4, 12, 13; IP66 | ANSI 61 | 762 | 305 | 203 | CP3012 CP3012G | 716 | 259 | CSD30128 | FALSE | HOFFMAN |  | UL cUL | https://hoffman.nvent.com/en-ca/products/concept-single-door-enclosures-0 | https://hoffman.nvent.com/en-ca/print/pdf/node/129306
Wall Mount | Mild Steel | Type 4, 12, 13; IP66 | ANSI 61 | 762 | 406 | 152 | CP3016 CP3016G | 716 | 361 | CSD30166 | FALSE | HOFFMAN |  | UL cUL | https://hoffman.nvent.com/en-ca/products/concept-single-door-enclosures-0 | https://hoffman.nvent.com/en-ca/print/pdf/node/129306
Wall Mount | Mild Steel | Type 4, 12, 13; IP66 | ANSI 61 | 762 | 406 | 203 | CP3016 CP3016G | 716 | 361 | CSD30168 | FALSE | HOFFMAN |  | UL cUL | https://hoffman.nvent.com/en-ca/products/concept-single-door-enclosures-0 | https://hoffman.nvent.com/en-ca/print/pdf/node/129306
Wall Mount | Mild Steel | Type 4, 12, 13; IP66 | ANSI 61 | 762 | 508 | 254 | CP3020 CP3020G | 716 | 462 | CSD302010 | FALSE | HOFFMAN |  | UL cUL | https://hoffman.nvent.com/en-ca/products/concept-single-door-enclosures-0 | https://hoffman.nvent.com/en-ca/print/pdf/node/129306
Wall Mount | Mild Steel | Type 4, 12, 13; IP66 | ANSI 61 | 762 | 508 | 152 | CP3020 CP3020G | 716 | 462 | CSD30206 | FALSE | HOFFMAN |  | UL cUL | https://hoffman.nvent.com/en-ca/products/concept-single-door-enclosures-0 | https://hoffman.nvent.com/en-ca/print/pdf/node/129306
Wall Mount | Mild Steel | Type 4, 12, 13; IP66 | ANSI 61 | 762 | 508 | 203 | CP3020 CP3020G | 716 | 462 | CSD30208 | FALSE | HOFFMAN |  | UL cUL | https://hoffman.nvent.com/en-ca/products/concept-single-door-enclosures-0 | https://hoffman.nvent.com/en-ca/print/pdf/node/129306
Wall Mount | Mild Steel | Type 4, 12, 13; IP66 | ANSI 61 | 762 | 610 | 254 | CP3024 CP3024G | 716 | 564 | CSD302410 | FALSE | HOFFMAN |  | UL cUL | https://hoffman.nvent.com/en-ca/products/concept-single-door-enclosures-0 | https://hoffman.nvent.com/en-ca/print/pdf/node/129306
Wall Mount | Mild Steel | Type 4, 12, 13; IP66 | ANSI 61 | 762 | 610 | 305 | CP3024 CP3024G | 716 | 564 | CSD302412 | FALSE | HOFFMAN |  | UL cUL | https://hoffman.nvent.com/en-ca/products/concept-single-door-enclosures-0 | https://hoffman.nvent.com/en-ca/print/pdf/node/129306
Wall Mount | Mild Steel | Type 4, 12, 13; IP66 | ANSI 61 | 762 | 610 | 406 | CP3024 CP3024G | 716 | 564 | CSD302416 | FALSE | HOFFMAN |  | UL cUL | https://hoffman.nvent.com/en-ca/products/concept-single-door-enclosures-0 | https://hoffman.nvent.com/en-ca/print/pdf/node/129306
Wall Mount | Mild Steel | Type 4, 12, 13; IP66 | ANSI 61 | 762 | 610 | 508 | CP3024 CP3024G | 716 | 564 | CSD302420 | FALSE | HOFFMAN |  | UL cUL | https://hoffman.nvent.com/en-ca/products/concept-single-door-enclosures-0 | https://hoffman.nvent.com/en-ca/print/pdf/node/129306
Wall Mount | Mild Steel | Type 4, 12, 13; IP66 | ANSI 61 | 762 | 610 | 152 | CP3024 CP3024G | 869 | 564 | CSD30246 | FALSE | HOFFMAN |  | UL cUL | https://hoffman.nvent.com/en-ca/products/concept-single-door-enclosures-0 | https://hoffman.nvent.com/en-ca/print/pdf/node/129306
Wall Mount | Mild Steel | Type 4, 12, 13; IP66 | ANSI 61 | 762 | 610 | 203 | CP3024 CP3024G | 716 | 564 | CSD30248 | FALSE | HOFFMAN |  | UL cUL | https://hoffman.nvent.com/en-ca/products/concept-single-door-enclosures-0 | https://hoffman.nvent.com/en-ca/print/pdf/node/129306
Wall Mount | Mild Steel | Type 4, 12, 13; IP66 | ANSI 61 | 762 | 762 | 254 | CP3030 CP3030G | 716 | 716 | CSD303010 | FALSE | HOFFMAN |  | UL cUL | https://hoffman.nvent.com/en-ca/products/concept-single-door-enclosures-0 | https://hoffman.nvent.com/en-ca/print/pdf/node/129306
Wall Mount | Mild Steel | Type 4, 12, 13; IP66 | ANSI 61 | 762 | 762 | 305 | CP3030 CP3030G | 716 | 716 | CSD303012 | FALSE | HOFFMAN |  | UL cUL | https://hoffman.nvent.com/en-ca/products/concept-single-door-enclosures-0 | https://hoffman.nvent.com/en-ca/print/pdf/node/129306
Wall Mount | Mild Steel | Type 4, 12, 13; IP66 | ANSI 61 | 762 | 762 | 203 | CP3030 CP3030G | 716 | 716 | CSD30308 | FALSE | HOFFMAN |  | UL cUL | https://hoffman.nvent.com/en-ca/products/concept-single-door-enclosures-0 | https://hoffman.nvent.com/en-ca/print/pdf/node/129306
Wall Mount | Mild Steel | Type 4, 12, 13; IP66 | ANSI 61 | 762 | 914 | 203 | CP3630 CP3630G | 869 | 716 | CSD30368 | FALSE | HOFFMAN |  | UL cUL | https://hoffman.nvent.com/en-ca/products/concept-single-door-enclosures-0 | https://hoffman.nvent.com/en-ca/print/pdf/node/129306
Wall Mount | Mild Steel | Type 4, 12, 13; IP66 | ANSI 61 | 914 | 610 | 254 | CP3624 CP3624G | 869 | 564 | CSD362410 | FALSE | HOFFMAN |  | UL cUL | https://hoffman.nvent.com/en-ca/products/concept-single-door-enclosures-0 | https://hoffman.nvent.com/en-ca/print/pdf/node/129306
Wall Mount | Mild Steel | Type 4, 12, 13; IP66 | ANSI 61 | 914 | 610 | 305 | CP3624 CP3624G | 869 | 564 | CSD362412 | FALSE | HOFFMAN |  | UL cUL | https://hoffman.nvent.com/en-ca/products/concept-single-door-enclosures-0 | https://hoffman.nvent.com/en-ca/print/pdf/node/129306
Wall Mount | Mild Steel | Type 4, 12, 13; IP66 | ANSI 61 | 914 | 610 | 406 | CP3624 CP3624G | 869 | 564 | CSD362416 | FALSE | HOFFMAN |  | UL cUL | https://hoffman.nvent.com/en-ca/products/concept-single-door-enclosures-0 | https://hoffman.nvent.com/en-ca/print/pdf/node/129306
Wall Mount | Mild Steel | Type 4, 12, 13; IP66 | ANSI 61 | 914 | 610 | 152 | CP3624 CP3624G | 869 | 564 | CSD36246 | FALSE | HOFFMAN |  | UL cUL | https://hoffman.nvent.com/en-ca/products/concept-single-door-enclosures-0 | https://hoffman.nvent.com/en-ca/print/pdf/node/129306
Wall Mount | Mild Steel | Type 4, 12, 13; IP66 | ANSI 61 | 914 | 610 | 203 | CP3624 CP3624G | 869 | 564 | CSD36248 | FALSE | HOFFMAN |  | UL cUL | https://hoffman.nvent.com/en-ca/products/concept-single-door-enclosures-0 | https://hoffman.nvent.com/en-ca/print/pdf/node/129306
Wall Mount | Mild Steel | Type 4, 12, 13; IP66 | ANSI 61 | 914 | 762 | 254 | CP3630 CP3630G | 869 | 716 | CSD363010 | FALSE | HOFFMAN |  | UL cUL | https://hoffman.nvent.com/en-ca/products/concept-single-door-enclosures-0 | https://hoffman.nvent.com/en-ca/print/pdf/node/129306
Wall Mount | Mild Steel | Type 4, 12, 13; IP66 | ANSI 61 | 914 | 762 | 305 | CP3630 CP3630G | 869 | 716 | CSD363012 | FALSE | HOFFMAN |  | UL cUL | https://hoffman.nvent.com/en-ca/products/concept-single-door-enclosures-0 | https://hoffman.nvent.com/en-ca/print/pdf/node/129306
Wall Mount | Mild Steel | Type 4, 12, 13; IP66 | ANSI 61 | 914 | 762 | 406 | CP3630 CP3630G | 869 | 716 | CSD363016 | FALSE | HOFFMAN |  | UL cUL | https://hoffman.nvent.com/en-ca/products/concept-single-door-enclosures-0 | https://hoffman.nvent.com/en-ca/print/pdf/node/129306
Wall Mount | Mild Steel | Type 4, 12, 13; IP66 | ANSI 61 | 914 | 762 | 508 | CP3630 CP3630G | 869 | 716 | CSD363020 | FALSE | HOFFMAN |  | UL cUL | https://hoffman.nvent.com/en-ca/products/concept-single-door-enclosures-0 | https://hoffman.nvent.com/en-ca/print/pdf/node/129306
Wall Mount | Mild Steel | Type 4, 12, 13; IP66 | ANSI 61 | 914 | 762 | 152 | CP3630 CP3630G | 869 | 716 | CSD36306 | FALSE | HOFFMAN |  | UL cUL | https://hoffman.nvent.com/en-ca/products/concept-single-door-enclosures-0 | https://hoffman.nvent.com/en-ca/print/pdf/node/129306
Wall Mount | Mild Steel | Type 4, 12, 13; IP66 | ANSI 61 | 914 | 762 | 203 | CP3630 CP3630G | 869 | 716 | CSD36308 | FALSE | HOFFMAN |  | UL cUL | https://hoffman.nvent.com/en-ca/products/concept-single-door-enclosures-0 | https://hoffman.nvent.com/en-ca/print/pdf/node/129306
Wall Mount | Mild Steel | Type 4, 12, 13; IP66 | ANSI 61 | 914 | 914 | 254 | CP3636 CP3636G | 869 | 869 | CSD363610 | FALSE | HOFFMAN |  | UL cUL | https://hoffman.nvent.com/en-ca/products/concept-single-door-enclosures-0 | https://hoffman.nvent.com/en-ca/print/pdf/node/129306
Wall Mount | Mild Steel | Type 4, 12, 13; IP66 | ANSI 61 | 914 | 914 | 305 | CP3636 CP3636G | 869 | 869 | CSD363612 | FALSE | HOFFMAN |  | UL cUL | https://hoffman.nvent.com/en-ca/products/concept-single-door-enclosures-0 | https://hoffman.nvent.com/en-ca/print/pdf/node/129306
Wall Mount | Mild Steel | Type 4, 12, 13; IP66 | ANSI 61 | 914 | 914 | 406 | CP3636 CP3636G | 869 | 869 | CSD363616 | FALSE | HOFFMAN |  | UL cUL | https://hoffman.nvent.com/en-ca/products/concept-single-door-enclosures-0 | https://hoffman.nvent.com/en-ca/print/pdf/node/129306
Wall Mount | Mild Steel | Type 4, 12, 13; IP66 | ANSI 61 | 914 | 914 | 203 | CP3636 CP3636G | 869 | 869 | CSD36368 | FALSE | HOFFMAN |  | UL cUL | https://hoffman.nvent.com/en-ca/products/concept-single-door-enclosures-0 | https://hoffman.nvent.com/en-ca/print/pdf/node/129306
Wall Mount | Mild Steel | Type 4, 12, 13; IP66 | ANSI 61 | 1067 | 610 | 254 | CP2442 CP2442G | 564 | 1021 | CSD422410 | FALSE | HOFFMAN |  | UL cUL | https://hoffman.nvent.com/en-ca/products/concept-single-door-enclosures-0 | https://hoffman.nvent.com/en-ca/print/pdf/node/129306
Wall Mount | Mild Steel | Type 4, 12, 13; IP66 | ANSI 61 | 1067 | 610 | 203 | CP2442 CP2442G | 564 | 1021 | CSD42248 | FALSE | HOFFMAN |  | UL cUL | https://hoffman.nvent.com/en-ca/products/concept-single-door-enclosures-0 | https://hoffman.nvent.com/en-ca/print/pdf/node/129306
Wall Mount | Mild Steel | Type 4, 12, 13; IP66 | ANSI 61 | 1067 | 762 | 254 | CP4230 CP4230G | 1021 | 716 | CSD423010 | FALSE | HOFFMAN |  | UL cUL | https://hoffman.nvent.com/en-ca/products/concept-single-door-enclosures-0 | https://hoffman.nvent.com/en-ca/print/pdf/node/129306
Wall Mount | Mild Steel | Type 4, 12, 13; IP66 | ANSI 61 | 1067 | 762 | 305 | CP4230 CP4230G | 1021 | 716 | CSD423012 | FALSE | HOFFMAN |  | UL cUL | https://hoffman.nvent.com/en-ca/products/concept-single-door-enclosures-0 | https://hoffman.nvent.com/en-ca/print/pdf/node/129306
Wall Mount | Mild Steel | Type 4, 12, 13; IP66 | ANSI 61 | 1067 | 762 | 406 | CP4230 CP4230G | 1021 | 716 | CSD423016 | FALSE | HOFFMAN |  | UL cUL | https://hoffman.nvent.com/en-ca/products/concept-single-door-enclosures-0 | https://hoffman.nvent.com/en-ca/print/pdf/node/129306
Wall Mount | Mild Steel | Type 4, 12, 13; IP66 | ANSI 61 | 1067 | 762 | 203 | CP4230 CP4230G | 1021 | 716 | CSD42308 | FALSE | HOFFMAN |  | UL cUL | https://hoffman.nvent.com/en-ca/products/concept-single-door-enclosures-0 | https://hoffman.nvent.com/en-ca/print/pdf/node/129306
Wall Mount | Mild Steel | Type 4, 12, 13; IP66 | ANSI 61 | 1067 | 914 | 254 | CP4236 CP4236G | 1021 | 869 | CSD423610 | FALSE | HOFFMAN |  | UL cUL | https://hoffman.nvent.com/en-ca/products/concept-single-door-enclosures-0 | https://hoffman.nvent.com/en-ca/print/pdf/node/129306
Wall Mount | Mild Steel | Type 4, 12, 13; IP66 | ANSI 61 | 1067 | 914 | 305 | CP4236 CP4236G | 1021 | 869 | CSD423612 | FALSE | HOFFMAN |  | UL cUL | https://hoffman.nvent.com/en-ca/products/concept-single-door-enclosures-0 | https://hoffman.nvent.com/en-ca/print/pdf/node/129306
Wall Mount | Mild Steel | Type 4, 12, 13; IP66 | ANSI 61 | 1067 | 914 | 406 | CP4236 CP4236G | 1021 | 869 | CSD423616 | FALSE | HOFFMAN |  | UL cUL | https://hoffman.nvent.com/en-ca/products/concept-single-door-enclosures-0 | https://hoffman.nvent.com/en-ca/print/pdf/node/129306
Wall Mount | Mild Steel | Type 4, 12, 13; IP66 | ANSI 61 | 1067 | 914 | 203 | CP4236 CP4236G | 1021 | 869 | CSD42368 | FALSE | HOFFMAN |  | UL cUL | https://hoffman.nvent.com/en-ca/products/concept-single-door-enclosures-0 | https://hoffman.nvent.com/en-ca/print/pdf/node/129306
Wall Mount | Mild Steel | Type 4, 12, 13; IP66 | ANSI 61 | 1219 | 610 | 254 | CP4824 CP4824G | 1173 | 564 | CSD482410 | FALSE | HOFFMAN |  | UL cUL | https://hoffman.nvent.com/en-ca/products/concept-single-door-enclosures-0 | https://hoffman.nvent.com/en-ca/print/pdf/node/129306
Wall Mount | Mild Steel | Type 4, 12, 13; IP66 | ANSI 61 | 1219 | 610 | 305 | CP4824 CP4824G | 1173 | 564 | CSD482412 | FALSE | HOFFMAN |  | UL cUL | https://hoffman.nvent.com/en-ca/products/concept-single-door-enclosures-0 | https://hoffman.nvent.com/en-ca/print/pdf/node/129306
Wall Mount | Mild Steel | Type 4, 12, 13; IP66 | ANSI 61 | 1219 | 610 | 203 | CP4824 CP4824G | 1174 | 564 | CSD48248 | FALSE | HOFFMAN |  | UL cUL | https://hoffman.nvent.com/en-ca/products/concept-single-door-enclosures-0 | https://hoffman.nvent.com/en-ca/print/pdf/node/129306
Wall Mount | Mild Steel | Type 4, 12, 13; IP66 | ANSI 61 | 1219 | 762 | 254 | CP3048 CP3048G | 716 | 1174 | CSD483010 | FALSE | HOFFMAN |  | UL cUL | https://hoffman.nvent.com/en-ca/products/concept-single-door-enclosures-0 | https://hoffman.nvent.com/en-ca/print/pdf/node/129306
Wall Mount | Mild Steel | Type 4, 12, 13; IP66 | ANSI 61 | 1219 | 914 | 406 | CP3048 CP3048G | 716 | 1174 | CSD483016 | FALSE | HOFFMAN |  | UL cUL | https://hoffman.nvent.com/en-ca/products/concept-single-door-enclosures-0 | https://hoffman.nvent.com/en-ca/print/pdf/node/129306
Wall Mount | Mild Steel | Type 4, 12, 13; IP66 | ANSI 61 | 1219 | 762 | 203 | CP3048 CP3048G | 716 | 1174 | CSD48308 | FALSE | HOFFMAN |  | UL cUL | https://hoffman.nvent.com/en-ca/products/concept-single-door-enclosures-0 | https://hoffman.nvent.com/en-ca/print/pdf/node/129306
Wall Mount | Mild Steel | Type 4, 12, 13; IP66 | ANSI 61 | 1219 | 914 | 254 | CP4836 CP4836G | 1173 | 869 | CSD483610 | FALSE | HOFFMAN |  | UL cUL | https://hoffman.nvent.com/en-ca/products/concept-single-door-enclosures-0 | https://hoffman.nvent.com/en-ca/print/pdf/node/129306
Wall Mount | Mild Steel | Type 4, 12, 13; IP66 | ANSI 61 | 1219 | 914 | 305 | CP4836 CP4836G | 1173 | 869 | CSD483612 | FALSE | HOFFMAN |  | UL cUL | https://hoffman.nvent.com/en-ca/products/concept-single-door-enclosures-0 | https://hoffman.nvent.com/en-ca/print/pdf/node/129306
Wall Mount | Mild Steel | Type 4, 12, 13; IP66 | ANSI 61 | 1219 | 914 | 406 | CP4836 CP4836G | 1173 | 869 | CSD483616 | FALSE | HOFFMAN |  | UL cUL | https://hoffman.nvent.com/en-ca/products/concept-single-door-enclosures-0 | https://hoffman.nvent.com/en-ca/print/pdf/node/129306
Wall Mount | Mild Steel | Type 4, 12, 13; IP66 | ANSI 61 | 1219 | 914 | 508 | CP4836 CP4836G | 1174 | 869 | CSD483620 | FALSE | HOFFMAN |  | UL cUL | https://hoffman.nvent.com/en-ca/products/concept-single-door-enclosures-0 | https://hoffman.nvent.com/en-ca/print/pdf/node/129306
Wall Mount | Mild Steel | Type 4, 12, 13; IP66 | ANSI 61 | 1219 | 914 | 203 | CP4836 CP4836G | 1174 | 876 | CSD48368 | FALSE | HOFFMAN |  | UL cUL | https://hoffman.nvent.com/en-ca/products/concept-single-door-enclosures-0 | https://hoffman.nvent.com/en-ca/print/pdf/node/129306
Wall Mount | Mild Steel | Type 4, 12, 13; IP66 | ANSI 61 | 1524 | 914 | 254 | CP6036 CP6036G | 1478 | 869 | CSD603610 | FALSE | HOFFMAN |  | UL cUL | https://hoffman.nvent.com/en-ca/products/concept-single-door-enclosures-0 | https://hoffman.nvent.com/en-ca/print/pdf/node/129306
Wall Mount | Mild Steel | Type 4, 12, 13; IP66 | ANSI 61 | 1524 | 914 | 305 | CP6036 CP6036G | 1478 | 869 | CSD603612 | FALSE | HOFFMAN |  | UL cUL | https://hoffman.nvent.com/en-ca/products/concept-single-door-enclosures-0 | https://hoffman.nvent.com/en-ca/print/pdf/node/129306
Wall Mount | Mild Steel | Type 4, 12, 13; IP66 | ANSI 61 | 1524 | 914 | 406 | CP6036 CP6036G | 1478 | 869 | CSD603616 | FALSE | HOFFMAN |  | UL cUL | https://hoffman.nvent.com/en-ca/products/concept-single-door-enclosures-0 | https://hoffman.nvent.com/en-ca/print/pdf/node/129306
Wall Mount | Mild Steel | Type 4, 12, 13; IP66 | ANSI 61 | 1524 | 914 | 203 | CP6036 CP6036G | 1478 | 869 | CSD60368 | FALSE | HOFFMAN |  | UL cUL | https://hoffman.nvent.com/en-ca/products/concept-single-door-enclosures-0 | https://hoffman.nvent.com/en-ca/print/pdf/node/129306
Wall Mount | Mild Steel | Type 4, 12, 13; IP66 | RAL 7035 | 305 | 254 | 152 | CP1210 CP1210G | 259 | 208 | CSD12106LG | FALSE | HOFFMAN |  | UL cUL | https://hoffman.nvent.com/en-ca/products/concept-single-door-enclosures-0 | https://hoffman.nvent.com/en-ca/print/pdf/node/129306
Wall Mount | Mild Steel | Type 4, 12, 13; IP66 | RAL 7035 | 305 | 305 | 152 | CP1212 CP1212G | 259 | 259 | CSD12126LG | FALSE | HOFFMAN |  | UL cUL | https://hoffman.nvent.com/en-ca/products/concept-single-door-enclosures-0 | https://hoffman.nvent.com/en-ca/print/pdf/node/129306
Wall Mount | Mild Steel | Type 4, 12, 13; IP66 | RAL 7035 | 305 | 610 | 152 | CP2412 CP2412G | 564 | 259 | CSD12246LG | FALSE | HOFFMAN |  | UL cUL | https://hoffman.nvent.com/en-ca/products/concept-single-door-enclosures-0 | https://hoffman.nvent.com/en-ca/print/pdf/node/129306
Wall Mount | Mild Steel | Type 4, 12, 13; IP66 | RAL 7035 | 305 | 610 | 203 | CP1224 CP1224G | 564 | 259 | CSD12248LG | FALSE | HOFFMAN |  | UL cUL | https://hoffman.nvent.com/en-ca/products/concept-single-door-enclosures-0 | https://hoffman.nvent.com/en-ca/print/pdf/node/129306
Wall Mount | Mild Steel | Type 4, 12, 13; IP66 | RAL 7035 | 406 | 305 | 254 | CP1612 CP1612G | 361 | 259 | CSD161210LG | FALSE | HOFFMAN |  | UL cUL | https://hoffman.nvent.com/en-ca/products/concept-single-door-enclosures-0 | https://hoffman.nvent.com/en-ca/print/pdf/node/129306
Wall Mount | Mild Steel | Type 4, 12, 13; IP66 | RAL 7035 | 406 | 305 | 152 | CP1612 CP1612G | 361 | 259 | CSD16126LG | FALSE | HOFFMAN |  | UL cUL | https://hoffman.nvent.com/en-ca/products/concept-single-door-enclosures-0 | https://hoffman.nvent.com/en-ca/print/pdf/node/129306
Wall Mount | Mild Steel | Type 4, 12, 13; IP66 | RAL 7035 | 406 | 305 | 203 | CP1612 CP1612G | 361 | 259 | CSD16128LG | FALSE | HOFFMAN |  | UL cUL | https://hoffman.nvent.com/en-ca/products/concept-single-door-enclosures-0 | https://hoffman.nvent.com/en-ca/print/pdf/node/129306
Wall Mount | Mild Steel | Type 4, 12, 13; IP66 | RAL 7035 | 406 | 406 | 254 | CP1616 CP1616G | 361 | 361 | CSD161610LG | FALSE | HOFFMAN |  | UL cUL | https://hoffman.nvent.com/en-ca/products/concept-single-door-enclosures-0 | https://hoffman.nvent.com/en-ca/print/pdf/node/129306
Wall Mount | Mild Steel | Type 4, 12, 13; IP66 | RAL 7035 | 406 | 406 | 152 | CP1616 CP1616G | 361 | 361 | CSD16166LG | FALSE | HOFFMAN |  | UL cUL | https://hoffman.nvent.com/en-ca/products/concept-single-door-enclosures-0 | https://hoffman.nvent.com/en-ca/print/pdf/node/129306
Wall Mount | Mild Steel | Type 4, 12, 13; IP66 | RAL 7035 | 406 | 406 | 203 | CP1616 CP1616G | 361 | 361 | CSD16168LG | FALSE | HOFFMAN |  | UL cUL | https://hoffman.nvent.com/en-ca/products/concept-single-door-enclosures-0 | https://hoffman.nvent.com/en-ca/print/pdf/node/129306
Wall Mount | Mild Steel | Type 4, 12, 13; IP66 | RAL 7035 | 406 | 508 | 254 | CP2016 CP2016G | 462 | 361 | CSD162010LG | FALSE | HOFFMAN |  | UL cUL | https://hoffman.nvent.com/en-ca/products/concept-single-door-enclosures-0 | https://hoffman.nvent.com/en-ca/print/pdf/node/129306
Wall Mount | Mild Steel | Type 4, 12, 13; IP66 | RAL 7035 | 406 | 508 | 152 | CP2016 CP2016G | 462 | 361 | CSD16206LG | FALSE | HOFFMAN |  | UL cUL | https://hoffman.nvent.com/en-ca/products/concept-single-door-enclosures-0 | https://hoffman.nvent.com/en-ca/print/pdf/node/129306
Wall Mount | Mild Steel | Type 4, 12, 13; IP66 | RAL 7035 | 406 | 508 | 203 | CP2016 CP2016G | 462 | 361 | CSD16208LG | FALSE | HOFFMAN |  | UL cUL | https://hoffman.nvent.com/en-ca/products/concept-single-door-enclosures-0 | https://hoffman.nvent.com/en-ca/print/pdf/node/129306
Wall Mount | Mild Steel | Type 4, 12, 13; IP66 | RAL 7035 | 508 | 305 | 152 | CP2012 CP2012G | 462 | 259 | CSD20126LG | FALSE | HOFFMAN |  | UL cUL | https://hoffman.nvent.com/en-ca/products/concept-single-door-enclosures-0 | https://hoffman.nvent.com/en-ca/print/pdf/node/129306
Wall Mount | Mild Steel | Type 4, 12, 13; IP66 | RAL 7035 | 508 | 305 | 203 | CP2012 CP2012G | 462 | 259 | CSD20128LG | FALSE | HOFFMAN |  | UL cUL | https://hoffman.nvent.com/en-ca/products/concept-single-door-enclosures-0 | https://hoffman.nvent.com/en-ca/print/pdf/node/129306
Wall Mount | Mild Steel | Type 4, 12, 13; IP66 | RAL 7035 | 508 | 406 | 254 | CP2016 CP2016G | 462 | 361 | CSD201610LG | FALSE | HOFFMAN |  | UL cUL | https://hoffman.nvent.com/en-ca/products/concept-single-door-enclosures-0 | https://hoffman.nvent.com/en-ca/print/pdf/node/129306
Wall Mount | Mild Steel | Type 4, 12, 13; IP66 | RAL 7035 | 508 | 406 | 305 | CP2016 CP2016G | 462 | 361 | CSD201612LG | FALSE | HOFFMAN |  | UL cUL | https://hoffman.nvent.com/en-ca/products/concept-single-door-enclosures-0 | https://hoffman.nvent.com/en-ca/print/pdf/node/129306
Wall Mount | Mild Steel | Type 4, 12, 13; IP66 | RAL 7035 | 508 | 406 | 152 | CP2016 CP2016G | 462 | 361 | CSD20166LG | FALSE | HOFFMAN |  | UL cUL | https://hoffman.nvent.com/en-ca/products/concept-single-door-enclosures-0 | https://hoffman.nvent.com/en-ca/print/pdf/node/129306
Wall Mount | Mild Steel | Type 4, 12, 13; IP66 | RAL 7035 | 508 | 406 | 203 | CP2016 CP2016G | 462 | 361 | CSD20168LG | FALSE | HOFFMAN |  | UL cUL | https://hoffman.nvent.com/en-ca/products/concept-single-door-enclosures-0 | https://hoffman.nvent.com/en-ca/print/pdf/node/129306
Wall Mount | Mild Steel | Type 4, 12, 13; IP66 | RAL 7035 | 508 | 508 | 254 | CP2020 CP2020G | 462 | 462 | CSD202010LG | FALSE | HOFFMAN |  | UL cUL | https://hoffman.nvent.com/en-ca/products/concept-single-door-enclosures-0 | https://hoffman.nvent.com/en-ca/print/pdf/node/129306
Wall Mount | Mild Steel | Type 4, 12, 13; IP66 | RAL 7035 | 508 | 508 | 305 | CP2020 CP2020G | 462 | 462 | CSD202012LG | FALSE | HOFFMAN |  | UL cUL | https://hoffman.nvent.com/en-ca/products/concept-single-door-enclosures-0 | https://hoffman.nvent.com/en-ca/print/pdf/node/129306
Wall Mount | Mild Steel | Type 4, 12, 13; IP66 | RAL 7035 | 508 | 508 | 152 | CP2020 CP2020G | 462 | 462 | CSD20206LG | FALSE | HOFFMAN |  | UL cUL | https://hoffman.nvent.com/en-ca/products/concept-single-door-enclosures-0 | https://hoffman.nvent.com/en-ca/print/pdf/node/129306
Wall Mount | Mild Steel | Type 4, 12, 13; IP66 | RAL 7035 | 508 | 508 | 203 | CP2020 CP2020G | 462 | 462 | CSD20208LG | FALSE | HOFFMAN |  | UL cUL | https://hoffman.nvent.com/en-ca/products/concept-single-door-enclosures-0 | https://hoffman.nvent.com/en-ca/print/pdf/node/129306
Wall Mount | Mild Steel | Type 4, 12, 13; IP66 | RAL 7035 | 508 | 610 | 254 | CP2420 CP2420G | 564 | 462 | CSD202410LG | FALSE | HOFFMAN |  | UL cUL | https://hoffman.nvent.com/en-ca/products/concept-single-door-enclosures-0 | https://hoffman.nvent.com/en-ca/print/pdf/node/129306
Wall Mount | Mild Steel | Type 4, 12, 13; IP66 | RAL 7035 | 508 | 610 | 152 | CP2420 CP2420G | 564 | 462 | CSD20246LG | FALSE | HOFFMAN |  | UL cUL | https://hoffman.nvent.com/en-ca/products/concept-single-door-enclosures-0 | https://hoffman.nvent.com/en-ca/print/pdf/node/129306
Wall Mount | Mild Steel | Type 4, 12, 13; IP66 | RAL 7035 | 508 | 610 | 203 | CP2420 CP2420G | 564 | 462 | CSD20248LG | FALSE | HOFFMAN |  | UL cUL | https://hoffman.nvent.com/en-ca/products/concept-single-door-enclosures-0 | https://hoffman.nvent.com/en-ca/print/pdf/node/129306
Wall Mount | Mild Steel | Type 4, 12, 13; IP66 | RAL 7035 | 610 | 305 | 254 | CP2412 CP2412G | 564 | 259 | CSD241210LG | FALSE | HOFFMAN |  | UL cUL | https://hoffman.nvent.com/en-ca/products/concept-single-door-enclosures-0 | https://hoffman.nvent.com/en-ca/print/pdf/node/129306
Wall Mount | Mild Steel | Type 4, 12, 13; IP66 | RAL 7035 | 610 | 305 | 152 | CP2412 CP2412G | 564 | 259 | CSD24126LG | FALSE | HOFFMAN |  | UL cUL | https://hoffman.nvent.com/en-ca/products/concept-single-door-enclosures-0 | https://hoffman.nvent.com/en-ca/print/pdf/node/129306
Wall Mount | Mild Steel | Type 4, 12, 13; IP66 | RAL 7035 | 610 | 305 | 203 | CP2412 CP2412G | 564 | 259 | CSD24128LG | FALSE | HOFFMAN |  | UL cUL | https://hoffman.nvent.com/en-ca/products/concept-single-door-enclosures-0 | https://hoffman.nvent.com/en-ca/print/pdf/node/129306
Wall Mount | Mild Steel | Type 4, 12, 13; IP66 | RAL 7035 | 610 | 406 | 254 | CP2416 CP2416G | 564 | 361 | CSD241610LG | FALSE | HOFFMAN |  | UL cUL | https://hoffman.nvent.com/en-ca/products/concept-single-door-enclosures-0 | https://hoffman.nvent.com/en-ca/print/pdf/node/129306
Wall Mount | Mild Steel | Type 4, 12, 13; IP66 | RAL 7035 | 610 | 406 | 152 | CP2416 CP2416G | 564 | 361 | CSD24166LG | FALSE | HOFFMAN |  | UL cUL | https://hoffman.nvent.com/en-ca/products/concept-single-door-enclosures-0 | https://hoffman.nvent.com/en-ca/print/pdf/node/129306
Wall Mount | Mild Steel | Type 4, 12, 13; IP66 | RAL 7035 | 610 | 406 | 203 | CP2416 CP2416G | 564 | 361 | CSD24168LG | FALSE | HOFFMAN |  | UL cUL | https://hoffman.nvent.com/en-ca/products/concept-single-door-enclosures-0 | https://hoffman.nvent.com/en-ca/print/pdf/node/129306
Wall Mount | Mild Steel | Type 4, 12, 13; IP66 | RAL 7035 | 610 | 508 | 254 | CP2420 CP2420G | 564 | 462 | CSD242010LG | FALSE | HOFFMAN |  | UL cUL | https://hoffman.nvent.com/en-ca/products/concept-single-door-enclosures-0 | https://hoffman.nvent.com/en-ca/print/pdf/node/129306
Wall Mount | Mild Steel | Type 4, 12, 13; IP66 | RAL 7035 | 610 | 508 | 305 | CP2420 CP2420G | 564 | 462 | CSD242012LG | FALSE | HOFFMAN |  | UL cUL | https://hoffman.nvent.com/en-ca/products/concept-single-door-enclosures-0 | https://hoffman.nvent.com/en-ca/print/pdf/node/129306
Wall Mount | Mild Steel | Type 4, 12, 13; IP66 | RAL 7035 | 610 | 508 | 406 | CP2420 CP2420G | 564 | 462 | CSD242016LG | FALSE | HOFFMAN |  | UL cUL | https://hoffman.nvent.com/en-ca/products/concept-single-door-enclosures-0 | https://hoffman.nvent.com/en-ca/print/pdf/node/129306
Wall Mount | Mild Steel | Type 4, 12, 13; IP66 | RAL 7035 | 610 | 508 | 152 | CP2420 CP2420G | 564 | 462 | CSD24206LG | FALSE | HOFFMAN |  | UL cUL | https://hoffman.nvent.com/en-ca/products/concept-single-door-enclosures-0 | https://hoffman.nvent.com/en-ca/print/pdf/node/129306
Wall Mount | Mild Steel | Type 4, 12, 13; IP66 | RAL 7035 | 610 | 508 | 203 | CP2420 CP2420G | 564 | 462 | CSD24208LG | FALSE | HOFFMAN |  | UL cUL | https://hoffman.nvent.com/en-ca/products/concept-single-door-enclosures-0 | https://hoffman.nvent.com/en-ca/print/pdf/node/129306
Wall Mount | Mild Steel | Type 4, 12, 13; IP66 | RAL 7035 | 610 | 610 | 254 | CP2424 CP2424G | 564 | 564 | CSD242410LG | FALSE | HOFFMAN |  | UL cUL | https://hoffman.nvent.com/en-ca/products/concept-single-door-enclosures-0 | https://hoffman.nvent.com/en-ca/print/pdf/node/129306
Wall Mount | Mild Steel | Type 4, 12, 13; IP66 | RAL 7035 | 610 | 610 | 305 | CP2424 CP2424G | 564 | 564 | CSD242412LG | FALSE | HOFFMAN |  | UL cUL | https://hoffman.nvent.com/en-ca/products/concept-single-door-enclosures-0 | https://hoffman.nvent.com/en-ca/print/pdf/node/129306
Wall Mount | Mild Steel | Type 4, 12, 13; IP66 | RAL 7035 | 610 | 610 | 406 | CP2424 CP2424G | 564 | 564 | CSD242416LG | FALSE | HOFFMAN |  | UL cUL | https://hoffman.nvent.com/en-ca/products/concept-single-door-enclosures-0 | https://hoffman.nvent.com/en-ca/print/pdf/node/129306
Wall Mount | Mild Steel | Type 4, 12, 13; IP66 | RAL 7035 | 610 | 610 | 508 | CP2424 CP2424G | 564 | 564 | CSD242420LG | FALSE | HOFFMAN |  | UL cUL | https://hoffman.nvent.com/en-ca/products/concept-single-door-enclosures-0 | https://hoffman.nvent.com/en-ca/print/pdf/node/129306
Wall Mount | Mild Steel | Type 4, 12, 13; IP66 | RAL 7035 | 610 | 610 | 152 | CP2424 CP2424G | 564 | 564 | CSD24246LG | FALSE | HOFFMAN |  | UL cUL | https://hoffman.nvent.com/en-ca/products/concept-single-door-enclosures-0 | https://hoffman.nvent.com/en-ca/print/pdf/node/129306
Wall Mount | Mild Steel | Type 4, 12, 13; IP66 | RAL 7035 | 610 | 610 | 203 | CP2424 CP2424G | 564 | 564 | CSD24248LG | FALSE | HOFFMAN |  | UL cUL | https://hoffman.nvent.com/en-ca/products/concept-single-door-enclosures-0 | https://hoffman.nvent.com/en-ca/print/pdf/node/129306
Wall Mount | Mild Steel | Type 4, 12, 13; IP66 | RAL 7035 | 610 | 762 | 254 | CP3024 CP3024G | 716 | 564 | CSD243010LG | FALSE | HOFFMAN |  | UL cUL | https://hoffman.nvent.com/en-ca/products/concept-single-door-enclosures-0 | https://hoffman.nvent.com/en-ca/print/pdf/node/129306
Wall Mount | Mild Steel | Type 4, 12, 13; IP66 | RAL 7035 | 610 | 762 | 305 | CP3024 CP3024G | 716 | 564 | CSD243012LG | FALSE | HOFFMAN |  | UL cUL | https://hoffman.nvent.com/en-ca/products/concept-single-door-enclosures-0 | https://hoffman.nvent.com/en-ca/print/pdf/node/129306
Wall Mount | Mild Steel | Type 4, 12, 13; IP66 | RAL 7035 | 610 | 762 | 203 | CP3024 CP3024G | 716 | 564 | CSD24308LG | FALSE | HOFFMAN |  | UL cUL | https://hoffman.nvent.com/en-ca/products/concept-single-door-enclosures-0 | https://hoffman.nvent.com/en-ca/print/pdf/node/129306
Wall Mount | Mild Steel | Type 4, 12, 13; IP66 | RAL 7035 | 762 | 305 | 203 | CP3012 CP3012G | 716 | 259 | CSD30128LG | FALSE | HOFFMAN |  | UL cUL | https://hoffman.nvent.com/en-ca/products/concept-single-door-enclosures-0 | https://hoffman.nvent.com/en-ca/print/pdf/node/129306
Wall Mount | Mild Steel | Type 4, 12, 13; IP66 | RAL 7035 | 762 | 406 | 152 | CP3016 CP3016G | 716 | 361 | CSD30166LG | FALSE | HOFFMAN |  | UL cUL | https://hoffman.nvent.com/en-ca/products/concept-single-door-enclosures-0 | https://hoffman.nvent.com/en-ca/print/pdf/node/129306
Wall Mount | Mild Steel | Type 4, 12, 13; IP66 | RAL 7035 | 762 | 406 | 203 | CP3016 CP3016G | 716 | 361 | CSD30168LG | FALSE | HOFFMAN |  | UL cUL | https://hoffman.nvent.com/en-ca/products/concept-single-door-enclosures-0 | https://hoffman.nvent.com/en-ca/print/pdf/node/129306
Wall Mount | Mild Steel | Type 4, 12, 13; IP66 | RAL 7035 | 762 | 508 | 254 | CP3020 CP3020G | 716 | 462 | CSD302010LG | FALSE | HOFFMAN |  | UL cUL | https://hoffman.nvent.com/en-ca/products/concept-single-door-enclosures-0 | https://hoffman.nvent.com/en-ca/print/pdf/node/129306
Wall Mount | Mild Steel | Type 4, 12, 13; IP66 | RAL 7035 | 762 | 508 | 152 | CP3020 CP3020G | 716 | 462 | CSD30206LG | FALSE | HOFFMAN |  | UL cUL | https://hoffman.nvent.com/en-ca/products/concept-single-door-enclosures-0 | https://hoffman.nvent.com/en-ca/print/pdf/node/129306
Wall Mount | Mild Steel | Type 4, 12, 13; IP66 | RAL 7035 | 762 | 508 | 203 | CP3020 CP3020G | 716 | 462 | CSD30208LG | FALSE | HOFFMAN |  | UL cUL | https://hoffman.nvent.com/en-ca/products/concept-single-door-enclosures-0 | https://hoffman.nvent.com/en-ca/print/pdf/node/129306
Wall Mount | Mild Steel | Type 4, 12, 13; IP66 | RAL 7035 | 762 | 610 | 254 | CP3024 CP3024G | 716 | 564 | CSD302410LG | FALSE | HOFFMAN |  | UL cUL | https://hoffman.nvent.com/en-ca/products/concept-single-door-enclosures-0 | https://hoffman.nvent.com/en-ca/print/pdf/node/129306
Wall Mount | Mild Steel | Type 4, 12, 13; IP66 | RAL 7035 | 762 | 610 | 305 | CP3024 CP3024G | 716 | 564 | CSD302412LG | FALSE | HOFFMAN |  | UL cUL | https://hoffman.nvent.com/en-ca/products/concept-single-door-enclosures-0 | https://hoffman.nvent.com/en-ca/print/pdf/node/129306
Wall Mount | Mild Steel | Type 4, 12, 13; IP66 | RAL 7035 | 762 | 610 | 406 | CP3024 CP3024G | 716 | 564 | CSD302416LG | FALSE | HOFFMAN |  | UL cUL | https://hoffman.nvent.com/en-ca/products/concept-single-door-enclosures-0 | https://hoffman.nvent.com/en-ca/print/pdf/node/129306
Wall Mount | Mild Steel | Type 4, 12, 13; IP66 | RAL 7035 | 762 | 610 | 508 | CP3024 CP3024G | 716 | 564 | CSD302420LG | FALSE | HOFFMAN |  | UL cUL | https://hoffman.nvent.com/en-ca/products/concept-single-door-enclosures-0 | https://hoffman.nvent.com/en-ca/print/pdf/node/129306
Wall Mount | Mild Steel | Type 4, 12, 13; IP66 | RAL 7035 | 762 | 610 | 152 | CP3024 CP3024G | 869 | 564 | CSD30246LG | FALSE | HOFFMAN |  | UL cUL | https://hoffman.nvent.com/en-ca/products/concept-single-door-enclosures-0 | https://hoffman.nvent.com/en-ca/print/pdf/node/129306
Wall Mount | Mild Steel | Type 4, 12, 13; IP66 | RAL 7035 | 762 | 610 | 203 | CP3024 CP3024G | 716 | 564 | CSD30248LG | FALSE | HOFFMAN |  | UL cUL | https://hoffman.nvent.com/en-ca/products/concept-single-door-enclosures-0 | https://hoffman.nvent.com/en-ca/print/pdf/node/129306
Wall Mount | Mild Steel | Type 4, 12, 13; IP66 | RAL 7035 | 762 | 762 | 254 | CP3030 CP3030G | 716 | 716 | CSD303010LG | FALSE | HOFFMAN |  | UL cUL | https://hoffman.nvent.com/en-ca/products/concept-single-door-enclosures-0 | https://hoffman.nvent.com/en-ca/print/pdf/node/129306
Wall Mount | Mild Steel | Type 4, 12, 13; IP66 | RAL 7035 | 762 | 762 | 305 | CP3030 CP3030G | 716 | 716 | CSD303012LG | FALSE | HOFFMAN |  | UL cUL | https://hoffman.nvent.com/en-ca/products/concept-single-door-enclosures-0 | https://hoffman.nvent.com/en-ca/print/pdf/node/129306
Wall Mount | Mild Steel | Type 4, 12, 13; IP66 | RAL 7035 | 762 | 762 | 203 | CP3030 CP3030G | 716 | 716 | CSD30308LG | FALSE | HOFFMAN |  | UL cUL | https://hoffman.nvent.com/en-ca/products/concept-single-door-enclosures-0 | https://hoffman.nvent.com/en-ca/print/pdf/node/129306
Wall Mount | Mild Steel | Type 4, 12, 13; IP66 | RAL 7035 | 762 | 914 | 203 | CP3630 CP3630G | 869 | 716 | CSD30368LG | FALSE | HOFFMAN |  | UL cUL | https://hoffman.nvent.com/en-ca/products/concept-single-door-enclosures-0 | https://hoffman.nvent.com/en-ca/print/pdf/node/129306
Wall Mount | Mild Steel | Type 4, 12, 13; IP66 | RAL 7035 | 914 | 610 | 254 | CP3624 CP3624G | 869 | 564 | CSD362410LG | FALSE | HOFFMAN |  | UL cUL | https://hoffman.nvent.com/en-ca/products/concept-single-door-enclosures-0 | https://hoffman.nvent.com/en-ca/print/pdf/node/129306
Wall Mount | Mild Steel | Type 4, 12, 13; IP66 | RAL 7035 | 914 | 610 | 305 | CP3624 CP3624G | 869 | 564 | CSD362412LG | FALSE | HOFFMAN |  | UL cUL | https://hoffman.nvent.com/en-ca/products/concept-single-door-enclosures-0 | https://hoffman.nvent.com/en-ca/print/pdf/node/129306
Wall Mount | Mild Steel | Type 4, 12, 13; IP66 | RAL 7035 | 914 | 610 | 406 | CP3624 CP3624G | 869 | 564 | CSD362416LG | FALSE | HOFFMAN |  | UL cUL | https://hoffman.nvent.com/en-ca/products/concept-single-door-enclosures-0 | https://hoffman.nvent.com/en-ca/print/pdf/node/129306
Wall Mount | Mild Steel | Type 4, 12, 13; IP66 | RAL 7035 | 914 | 610 | 152 | CP3624 CP3624G | 869 | 564 | CSD36246LG | FALSE | HOFFMAN |  | UL cUL | https://hoffman.nvent.com/en-ca/products/concept-single-door-enclosures-0 | https://hoffman.nvent.com/en-ca/print/pdf/node/129306
Wall Mount | Mild Steel | Type 4, 12, 13; IP66 | RAL 7035 | 914 | 610 | 203 | CP3624 CP3624G | 869 | 564 | CSD36248LG | FALSE | HOFFMAN |  | UL cUL | https://hoffman.nvent.com/en-ca/products/concept-single-door-enclosures-0 | https://hoffman.nvent.com/en-ca/print/pdf/node/129306
Wall Mount | Mild Steel | Type 4, 12, 13; IP66 | RAL 7035 | 914 | 762 | 254 | CP3630 CP3630G | 869 | 716 | CSD363010LG | FALSE | HOFFMAN |  | UL cUL | https://hoffman.nvent.com/en-ca/products/concept-single-door-enclosures-0 | https://hoffman.nvent.com/en-ca/print/pdf/node/129306
Wall Mount | Mild Steel | Type 4, 12, 13; IP66 | RAL 7035 | 914 | 762 | 305 | CP3630 CP3630G | 869 | 716 | CSD363012LG | FALSE | HOFFMAN |  | UL cUL | https://hoffman.nvent.com/en-ca/products/concept-single-door-enclosures-0 | https://hoffman.nvent.com/en-ca/print/pdf/node/129306
Wall Mount | Mild Steel | Type 4, 12, 13; IP66 | RAL 7035 | 914 | 762 | 406 | CP3630 CP3630G | 869 | 716 | CSD363016LG | FALSE | HOFFMAN |  | UL cUL | https://hoffman.nvent.com/en-ca/products/concept-single-door-enclosures-0 | https://hoffman.nvent.com/en-ca/print/pdf/node/129306
Wall Mount | Mild Steel | Type 4, 12, 13; IP66 | RAL 7035 | 914 | 762 | 508 | CP3630 CP3630G | 869 | 716 | CSD363020LG | FALSE | HOFFMAN |  | UL cUL | https://hoffman.nvent.com/en-ca/products/concept-single-door-enclosures-0 | https://hoffman.nvent.com/en-ca/print/pdf/node/129306
Wall Mount | Mild Steel | Type 4, 12, 13; IP66 | RAL 7035 | 914 | 762 | 152 | CP3630 CP3630G | 869 | 716 | CSD36306LG | FALSE | HOFFMAN |  | UL cUL | https://hoffman.nvent.com/en-ca/products/concept-single-door-enclosures-0 | https://hoffman.nvent.com/en-ca/print/pdf/node/129306
Wall Mount | Mild Steel | Type 4, 12, 13; IP66 | RAL 7035 | 914 | 762 | 203 | CP3630 CP3630G | 869 | 716 | CSD36308LG | FALSE | HOFFMAN |  | UL cUL | https://hoffman.nvent.com/en-ca/products/concept-single-door-enclosures-0 | https://hoffman.nvent.com/en-ca/print/pdf/node/129306
Wall Mount | Mild Steel | Type 4, 12, 13; IP66 | RAL 7035 | 914 | 914 | 254 | CP3636 CP3636G | 869 | 869 | CSD363610LG | FALSE | HOFFMAN |  | UL cUL | https://hoffman.nvent.com/en-ca/products/concept-single-door-enclosures-0 | https://hoffman.nvent.com/en-ca/print/pdf/node/129306
Wall Mount | Mild Steel | Type 4, 12, 13; IP66 | RAL 7035 | 914 | 914 | 305 | CP3636 CP3636G | 869 | 869 | CSD363612LG | FALSE | HOFFMAN |  | UL cUL | https://hoffman.nvent.com/en-ca/products/concept-single-door-enclosures-0 | https://hoffman.nvent.com/en-ca/print/pdf/node/129306
Wall Mount | Mild Steel | Type 4, 12, 13; IP66 | RAL 7035 | 914 | 914 | 406 | CP3636 CP3636G | 869 | 869 | CSD363616LG | FALSE | HOFFMAN |  | UL cUL | https://hoffman.nvent.com/en-ca/products/concept-single-door-enclosures-0 | https://hoffman.nvent.com/en-ca/print/pdf/node/129306
Wall Mount | Mild Steel | Type 4, 12, 13; IP66 | RAL 7035 | 914 | 914 | 203 | CP3636 CP3636G | 869 | 869 | CSD36368LG | FALSE | HOFFMAN |  | UL cUL | https://hoffman.nvent.com/en-ca/products/concept-single-door-enclosures-0 | https://hoffman.nvent.com/en-ca/print/pdf/node/129306
Wall Mount | Mild Steel | Type 4, 12, 13; IP66 | RAL 7035 | 1067 | 610 | 254 | CP2442 CP2442G | 564 | 1072 | CSD422410LG | FALSE | HOFFMAN |  | UL cUL | https://hoffman.nvent.com/en-ca/products/concept-single-door-enclosures-0 | https://hoffman.nvent.com/en-ca/print/pdf/node/129306
Wall Mount | Mild Steel | Type 4, 12, 13; IP66 | RAL 7035 | 1067 | 610 | 203 | CP2442 CP2442G | 564 | 1021 | CSD42248LG | FALSE | HOFFMAN |  | UL cUL | https://hoffman.nvent.com/en-ca/products/concept-single-door-enclosures-0 | https://hoffman.nvent.com/en-ca/print/pdf/node/129306
Wall Mount | Mild Steel | Type 4, 12, 13; IP66 | RAL 7035 | 1067 | 762 | 254 | CP4230 CP4230G | 1021 | 716 | CSD423010LG | FALSE | HOFFMAN |  | UL cUL | https://hoffman.nvent.com/en-ca/products/concept-single-door-enclosures-0 | https://hoffman.nvent.com/en-ca/print/pdf/node/129306
Wall Mount | Mild Steel | Type 4, 12, 13; IP66 | RAL 7035 | 1067 | 762 | 305 | CP4230 CP4230G | 1021 | 716 | CSD423012LG | FALSE | HOFFMAN |  | UL cUL | https://hoffman.nvent.com/en-ca/products/concept-single-door-enclosures-0 | https://hoffman.nvent.com/en-ca/print/pdf/node/129306
Wall Mount | Mild Steel | Type 4, 12, 13; IP66 | RAL 7035 | 1067 | 762 | 406 | CP4230 CP4230G | 1021 | 716 | CSD423016LG | FALSE | HOFFMAN |  | UL cUL | https://hoffman.nvent.com/en-ca/products/concept-single-door-enclosures-0 | https://hoffman.nvent.com/en-ca/print/pdf/node/129306
Wall Mount | Mild Steel | Type 4, 12, 13; IP66 | RAL 7035 | 1067 | 762 | 203 | CP4230 CP4230G | 1021 | 716 | CSD42308LG | FALSE | HOFFMAN |  | UL cUL | https://hoffman.nvent.com/en-ca/products/concept-single-door-enclosures-0 | https://hoffman.nvent.com/en-ca/print/pdf/node/129306
Wall Mount | Mild Steel | Type 4, 12, 13; IP66 | RAL 7035 | 1067 | 914 | 254 | CP4236 CP4236G | 1021 | 869 | CSD423610LG | FALSE | HOFFMAN |  | UL cUL | https://hoffman.nvent.com/en-ca/products/concept-single-door-enclosures-0 | https://hoffman.nvent.com/en-ca/print/pdf/node/129306
Wall Mount | Mild Steel | Type 4, 12, 13; IP66 | RAL 7035 | 1067 | 914 | 305 | CP4236 CP4236G | 1021 | 869 | CSD423612LG | FALSE | HOFFMAN |  | UL cUL | https://hoffman.nvent.com/en-ca/products/concept-single-door-enclosures-0 | https://hoffman.nvent.com/en-ca/print/pdf/node/129306
Wall Mount | Mild Steel | Type 4, 12, 13; IP66 | RAL 7035 | 1067 | 914 | 406 | CP4236 CP4236G | 1021 | 869 | CSD423616LG | FALSE | HOFFMAN |  | UL cUL | https://hoffman.nvent.com/en-ca/products/concept-single-door-enclosures-0 | https://hoffman.nvent.com/en-ca/print/pdf/node/129306
Wall Mount | Mild Steel | Type 4, 12, 13; IP66 | RAL 7035 | 1067 | 914 | 203 | CP4236 CP4236G | 1021 | 869 | CSD42368LG | FALSE | HOFFMAN |  | UL cUL | https://hoffman.nvent.com/en-ca/products/concept-single-door-enclosures-0 | https://hoffman.nvent.com/en-ca/print/pdf/node/129306
Wall Mount | Mild Steel | Type 4, 12, 13; IP66 | RAL 7035 | 1219 | 610 | 254 | CP4824 CP4824G | 1173 | 564 | CSD482410LG | FALSE | HOFFMAN |  | UL cUL | https://hoffman.nvent.com/en-ca/products/concept-single-door-enclosures-0 | https://hoffman.nvent.com/en-ca/print/pdf/node/129306
Wall Mount | Mild Steel | Type 4, 12, 13; IP66 | RAL 7035 | 1219 | 610 | 305 | CP4824 CP4824G | 1173 | 564 | CSD482412LG | FALSE | HOFFMAN |  | UL cUL | https://hoffman.nvent.com/en-ca/products/concept-single-door-enclosures-0 | https://hoffman.nvent.com/en-ca/print/pdf/node/129306
Wall Mount | Mild Steel | Type 4, 12, 13; IP66 | RAL 7035 | 1219 | 610 | 203 | CP4824 CP4824G | 1174 | 564 | CSD48248LG | FALSE | HOFFMAN |  | UL cUL | https://hoffman.nvent.com/en-ca/products/concept-single-door-enclosures-0 | https://hoffman.nvent.com/en-ca/print/pdf/node/129306
Wall Mount | Mild Steel | Type 4, 12, 13; IP66 | RAL 7035 | 1219 | 762 | 254 | CP3048 CP3048G | 716 | 1174 | CSD483010LG | FALSE | HOFFMAN |  | UL cUL | https://hoffman.nvent.com/en-ca/products/concept-single-door-enclosures-0 | https://hoffman.nvent.com/en-ca/print/pdf/node/129306
Wall Mount | Mild Steel | Type 4, 12, 13; IP66 | RAL 7035 | 1219 | 914 | 406 | CP3048 CP3048G | 716 | 1174 | CSD483016LG | FALSE | HOFFMAN |  | UL cUL | https://hoffman.nvent.com/en-ca/products/concept-single-door-enclosures-0 | https://hoffman.nvent.com/en-ca/print/pdf/node/129306
Wall Mount | Mild Steel | Type 4, 12, 13; IP66 | RAL 7035 | 1219 | 762 | 203 | CP3048 CP3048G | 716 | 1174 | CSD48308LG | FALSE | HOFFMAN |  | UL cUL | https://hoffman.nvent.com/en-ca/products/concept-single-door-enclosures-0 | https://hoffman.nvent.com/en-ca/print/pdf/node/129306
Wall Mount | Mild Steel | Type 4, 12, 13; IP66 | RAL 7035 | 1219 | 914 | 254 | CP4836 CP4836G | 1173 | 869 | CSD483610LG | FALSE | HOFFMAN |  | UL cUL | https://hoffman.nvent.com/en-ca/products/concept-single-door-enclosures-0 | https://hoffman.nvent.com/en-ca/print/pdf/node/129306
Wall Mount | Mild Steel | Type 4, 12, 13; IP66 | RAL 7035 | 1219 | 914 | 305 | CP4836 CP4836G | 1173 | 869 | CSD483612LG | FALSE | HOFFMAN |  | UL cUL | https://hoffman.nvent.com/en-ca/products/concept-single-door-enclosures-0 | https://hoffman.nvent.com/en-ca/print/pdf/node/129306
Wall Mount | Mild Steel | Type 4, 12, 13; IP66 | RAL 7035 | 1219 | 914 | 406 | CP4836 CP4836G | 1173 | 869 | CSD483616LG | FALSE | HOFFMAN |  | UL cUL | https://hoffman.nvent.com/en-ca/products/concept-single-door-enclosures-0 | https://hoffman.nvent.com/en-ca/print/pdf/node/129306
Wall Mount | Mild Steel | Type 4, 12, 13; IP66 | RAL 7035 | 1219 | 914 | 508 | CP4836 CP4836G | 1174 | 869 | CSD483620LG | FALSE | HOFFMAN |  | UL cUL | https://hoffman.nvent.com/en-ca/products/concept-single-door-enclosures-0 | https://hoffman.nvent.com/en-ca/print/pdf/node/129306
Wall Mount | Mild Steel | Type 4, 12, 13; IP66 | RAL 7035 | 1219 | 914 | 203 | CP4836 CP4836G | 1174 | 876 | CSD48368LG | FALSE | HOFFMAN |  | UL cUL | https://hoffman.nvent.com/en-ca/products/concept-single-door-enclosures-0 | https://hoffman.nvent.com/en-ca/print/pdf/node/129306
Wall Mount | Mild Steel | Type 4, 12, 13; IP66 | RAL 7035 | 1524 | 914 | 254 | CP6036 CP6036G | 1478 | 869 | CSD603610LG | FALSE | HOFFMAN |  | UL cUL | https://hoffman.nvent.com/en-ca/products/concept-single-door-enclosures-0 | https://hoffman.nvent.com/en-ca/print/pdf/node/129306
Wall Mount | Mild Steel | Type 4, 12, 13; IP66 | RAL 7035 | 1524 | 914 | 305 | CP6036 CP6036G | 1478 | 869 | CSD603612LG | FALSE | HOFFMAN |  | UL cUL | https://hoffman.nvent.com/en-ca/products/concept-single-door-enclosures-0 | https://hoffman.nvent.com/en-ca/print/pdf/node/129306
Wall Mount | Mild Steel | Type 4, 12, 13; IP66 | RAL 7035 | 1524 | 914 | 406 | CP6036 CP6036G | 1478 | 869 | CSD603616LG | FALSE | HOFFMAN |  | UL cUL | https://hoffman.nvent.com/en-ca/products/concept-single-door-enclosures-0 | https://hoffman.nvent.com/en-ca/print/pdf/node/129306
Wall Mount | Mild Steel | Type 4, 12, 13; IP66 | RAL 7035 | 1524 | 914 | 203 | CP6036 CP6036G | 1478 | 869 | CSD60368LG | FALSE | HOFFMAN |  | UL cUL | https://hoffman.nvent.com/en-ca/products/concept-single-door-enclosures-0 | https://hoffman.nvent.com/en-ca/print/pdf/node/129306
Wall Mount | Mild Steel | Type 4, 12, 13; IP66 | RAL 7035 | 300 | 300 | 155 |  | 270 | 250 | MAS0303015R5 | FALSE | HOFFMAN |  | UL cUL | https://hoffman.nvent.com/en-ca/products/mild-steel-single-door-enclosure-mas-0 | https://hoffman.nvent.com/en-ca/print/pdf/node/524801
Wall Mount | Mild Steel | Type 4, 12, 13; IP66 | RAL 7035 | 300 | 300 | 210 |  | 270 | 250 | MAS0303021R5 | FALSE | HOFFMAN |  | UL cUL | https://hoffman.nvent.com/en-ca/products/mild-steel-single-door-enclosure-mas-0 | https://hoffman.nvent.com/en-ca/print/pdf/node/524801
Wall Mount | Mild Steel | Type 4, 12, 13; IP66 | RAL 7035 | 300 | 250 | 155 |  | 270 | 200 | MAS0302515R5 | FALSE | HOFFMAN |  | UL cUL | https://hoffman.nvent.com/en-ca/products/mild-steel-single-door-enclosure-mas-0 | https://hoffman.nvent.com/en-ca/print/pdf/node/524801
Wall Mount | Mild Steel | Type 4, 12, 13; IP66 | RAL 7035 | 300 | 250 | 210 |  | 270 | 200 | MAS0302521R5 | FALSE | HOFFMAN |  | UL cUL | https://hoffman.nvent.com/en-ca/products/mild-steel-single-door-enclosure-mas-0 | https://hoffman.nvent.com/en-ca/print/pdf/node/524801
Wall Mount | Mild Steel | Type 4, 12, 13; IP66 | RAL 7035 | 350 | 250 | 155 |  | 320 | 200 | MAS0352515R5 | FALSE | HOFFMAN |  | UL cUL | https://hoffman.nvent.com/en-ca/products/mild-steel-single-door-enclosure-mas-0 | https://hoffman.nvent.com/en-ca/print/pdf/node/524801
Wall Mount | Mild Steel | Type 4, 12, 13; IP66 | RAL 7035 | 400 | 300 | 155 |  | 370 | 250 | MAS0403015R5 | FALSE | HOFFMAN |  | UL cUL | https://hoffman.nvent.com/en-ca/products/mild-steel-single-door-enclosure-mas-0 | https://hoffman.nvent.com/en-ca/print/pdf/node/524801
Wall Mount | Mild Steel | Type 4, 12, 13; IP66 | RAL 7035 | 400 | 300 | 210 |  | 370 | 250 | MAS0403021R5 | FALSE | HOFFMAN |  | UL cUL | https://hoffman.nvent.com/en-ca/products/mild-steel-single-door-enclosure-mas-0 | https://hoffman.nvent.com/en-ca/print/pdf/node/524801
Wall Mount | Mild Steel | Type 4, 12, 13; IP66 | RAL 7035 | 400 | 400 | 210 |  | 370 | 350 | MAS0404021R5 | FALSE | HOFFMAN |  | UL cUL | https://hoffman.nvent.com/en-ca/products/mild-steel-single-door-enclosure-mas-0 | https://hoffman.nvent.com/en-ca/print/pdf/node/524801
Wall Mount | Mild Steel | Type 4, 12, 13; IP66 | RAL 7035 | 400 | 500 | 210 |  | 370 | 450 | MAS0405021R5 | FALSE | HOFFMAN |  | UL cUL | https://hoffman.nvent.com/en-ca/products/mild-steel-single-door-enclosure-mas-0 | https://hoffman.nvent.com/en-ca/print/pdf/node/524801
Wall Mount | Mild Steel | Type 4, 12, 13; IP66 | RAL 7035 | 400 | 600 | 210 |  | 370 | 550 | MAS0406021R5 | FALSE | HOFFMAN |  | UL cUL | https://hoffman.nvent.com/en-ca/products/mild-steel-single-door-enclosure-mas-0 | https://hoffman.nvent.com/en-ca/print/pdf/node/524801
Wall Mount | Mild Steel | Type 4, 12, 13; IP66 | RAL 7035 | 500 | 300 | 210 |  | 470 | 250 | MAS0503021R5 | FALSE | HOFFMAN |  | UL cUL | https://hoffman.nvent.com/en-ca/products/mild-steel-single-door-enclosure-mas-0 | https://hoffman.nvent.com/en-ca/print/pdf/node/524801
Wall Mount | Mild Steel | Type 4, 12, 13; IP66 | RAL 7035 | 500 | 400 | 260 |  | 470 | 350 | MAS0504026R5 | FALSE | HOFFMAN |  | UL cUL | https://hoffman.nvent.com/en-ca/products/mild-steel-single-door-enclosure-mas-0 | https://hoffman.nvent.com/en-ca/print/pdf/node/524801
Wall Mount | Mild Steel | Type 4, 12, 13; IP66 | RAL 7035 | 500 | 400 | 300 |  | 470 | 350 | MAS0504030R5 | FALSE | HOFFMAN |  | UL cUL | https://hoffman.nvent.com/en-ca/products/mild-steel-single-door-enclosure-mas-0 | https://hoffman.nvent.com/en-ca/print/pdf/node/524801
Wall Mount | Mild Steel | Type 4, 12, 13; IP66 | RAL 7035 | 500 | 400 | 155 |  | 470 | 350 | MAS0504015R5 | FALSE | HOFFMAN |  | UL cUL | https://hoffman.nvent.com/en-ca/products/mild-steel-single-door-enclosure-mas-0 | https://hoffman.nvent.com/en-ca/print/pdf/node/524801
Wall Mount | Mild Steel | Type 4, 12, 13; IP66 | RAL 7035 | 500 | 400 | 210 |  | 470 | 350 | MAS0504021R5 | FALSE | HOFFMAN |  | UL cUL | https://hoffman.nvent.com/en-ca/products/mild-steel-single-door-enclosure-mas-0 | https://hoffman.nvent.com/en-ca/print/pdf/node/524801
Wall Mount | Mild Steel | Type 4, 12, 13; IP66 | RAL 7035 | 500 | 500 | 300 |  | 470 | 450 | MAS0505030R5 | FALSE | HOFFMAN |  | UL cUL | https://hoffman.nvent.com/en-ca/products/mild-steel-single-door-enclosure-mas-0 | https://hoffman.nvent.com/en-ca/print/pdf/node/524801
Wall Mount | Mild Steel | Type 4, 12, 13; IP66 | RAL 7035 | 500 | 500 | 210 |  | 470 | 450 | MAS0505021R5 | FALSE | HOFFMAN |  | UL cUL | https://hoffman.nvent.com/en-ca/products/mild-steel-single-door-enclosure-mas-0 | https://hoffman.nvent.com/en-ca/print/pdf/node/524801
Wall Mount | Mild Steel | Type 4, 12, 13; IP66 | RAL 7035 | 600 | 400 | 260 |  | 570 | 350 | MAS0604026R5 | FALSE | HOFFMAN |  | UL cUL | https://hoffman.nvent.com/en-ca/products/mild-steel-single-door-enclosure-mas-0 | https://hoffman.nvent.com/en-ca/print/pdf/node/524801
Wall Mount | Mild Steel | Type 4, 12, 13; IP66 | RAL 7035 | 600 | 400 | 300 |  | 570 | 350 | MAS0604030R5 | FALSE | HOFFMAN |  | UL cUL | https://hoffman.nvent.com/en-ca/products/mild-steel-single-door-enclosure-mas-0 | https://hoffman.nvent.com/en-ca/print/pdf/node/524801
Wall Mount | Mild Steel | Type 4, 12, 13; IP66 | RAL 7035 | 600 | 400 | 155 |  | 570 | 350 | MAS0604015R5 | FALSE | HOFFMAN |  | UL cUL | https://hoffman.nvent.com/en-ca/products/mild-steel-single-door-enclosure-mas-0 | https://hoffman.nvent.com/en-ca/print/pdf/node/524801
Wall Mount | Mild Steel | Type 4, 12, 13; IP66 | RAL 7035 | 600 | 400 | 210 |  | 570 | 350 | MAS0604021R5 | FALSE | HOFFMAN |  | UL cUL | https://hoffman.nvent.com/en-ca/products/mild-steel-single-door-enclosure-mas-0 | https://hoffman.nvent.com/en-ca/print/pdf/node/524801
Wall Mount | Mild Steel | Type 4, 12, 13; IP66 | RAL 7035 | 600 | 500 | 260 |  | 570 | 450 | MAS0605026R5 | FALSE | HOFFMAN |  | UL cUL | https://hoffman.nvent.com/en-ca/products/mild-steel-single-door-enclosure-mas-0 | https://hoffman.nvent.com/en-ca/print/pdf/node/524801
Wall Mount | Mild Steel | Type 4, 12, 13; IP66 | RAL 7035 | 600 | 500 | 300 |  | 570 | 450 | MAS0605030R5 | FALSE | HOFFMAN |  | UL cUL | https://hoffman.nvent.com/en-ca/products/mild-steel-single-door-enclosure-mas-0 | https://hoffman.nvent.com/en-ca/print/pdf/node/524801
Wall Mount | Mild Steel | Type 4, 12, 13; IP66 | RAL 7035 | 600 | 500 | 155 |  | 570 | 450 | MAS0605015R5 | FALSE | HOFFMAN |  | UL cUL | https://hoffman.nvent.com/en-ca/products/mild-steel-single-door-enclosure-mas-0 | https://hoffman.nvent.com/en-ca/print/pdf/node/524801
Wall Mount | Mild Steel | Type 4, 12, 13; IP66 | RAL 7035 | 600 | 500 | 210 |  | 570 | 450 | MAS0605021R5 | FALSE | HOFFMAN |  | UL cUL | https://hoffman.nvent.com/en-ca/products/mild-steel-single-door-enclosure-mas-0 | https://hoffman.nvent.com/en-ca/print/pdf/node/524801
Wall Mount | Mild Steel | Type 4, 12, 13; IP66 | RAL 7035 | 600 | 600 | 300 |  | 570 | 550 | MAS0606030R5 | FALSE | HOFFMAN |  | UL cUL | https://hoffman.nvent.com/en-ca/products/mild-steel-single-door-enclosure-mas-0 | https://hoffman.nvent.com/en-ca/print/pdf/node/524801
Wall Mount | Mild Steel | Type 4, 12, 13; IP66 | RAL 7035 | 600 | 600 | 400 |  | 570 | 550 | MAS0606040R5 | FALSE | HOFFMAN |  | UL cUL | https://hoffman.nvent.com/en-ca/products/mild-steel-single-door-enclosure-mas-0 | https://hoffman.nvent.com/en-ca/print/pdf/node/524801
Wall Mount | Mild Steel | Type 4, 12, 13; IP66 | RAL 7035 | 600 | 600 | 210 |  | 570 | 550 | MAS0606021R5 | FALSE | HOFFMAN |  | UL cUL | https://hoffman.nvent.com/en-ca/products/mild-steel-single-door-enclosure-mas-0 | https://hoffman.nvent.com/en-ca/print/pdf/node/524801
Wall Mount | Mild Steel | Type 4, 12, 13; IP66 | RAL 7035 | 600 | 800 | 300 |  | 570 | 750 | MAS0608030R5 | FALSE | HOFFMAN |  | UL cUL | https://hoffman.nvent.com/en-ca/products/mild-steel-single-door-enclosure-mas-0 | https://hoffman.nvent.com/en-ca/print/pdf/node/524801
Wall Mount | Mild Steel | Type 4, 12, 13; IP66 | RAL 7035 | 700 | 500 | 260 |  | 670 | 450 | MAS0705026R5 | FALSE | HOFFMAN |  | UL cUL | https://hoffman.nvent.com/en-ca/products/mild-steel-single-door-enclosure-mas-0 | https://hoffman.nvent.com/en-ca/print/pdf/node/524801
Wall Mount | Mild Steel | Type 4, 12, 13; IP66 | RAL 7035 | 700 | 500 | 210 |  | 670 | 450 | MAS0705021R5 | FALSE | HOFFMAN |  | UL cUL | https://hoffman.nvent.com/en-ca/products/mild-steel-single-door-enclosure-mas-0 | https://hoffman.nvent.com/en-ca/print/pdf/node/524801
Wall Mount | Mild Steel | Type 4, 12, 13; IP66 | RAL 7035 | 800 | 400 | 300 |  | 770 | 350 | MAS0804030R5 | FALSE | HOFFMAN |  | UL cUL | https://hoffman.nvent.com/en-ca/products/mild-steel-single-door-enclosure-mas-0 | https://hoffman.nvent.com/en-ca/print/pdf/node/524801
Wall Mount | Mild Steel | Type 4, 12, 13; IP66 | RAL 7035 | 800 | 600 | 260 |  | 770 | 550 | MAS0806026R5 | FALSE | HOFFMAN |  | UL cUL | https://hoffman.nvent.com/en-ca/products/mild-steel-single-door-enclosure-mas-0 | https://hoffman.nvent.com/en-ca/print/pdf/node/524801
Wall Mount | Mild Steel | Type 4, 12, 13; IP66 | RAL 7035 | 800 | 600 | 300 |  | 770 | 550 | MAS0806030R5 | FALSE | HOFFMAN |  | UL cUL | https://hoffman.nvent.com/en-ca/products/mild-steel-single-door-enclosure-mas-0 | https://hoffman.nvent.com/en-ca/print/pdf/node/524801
Wall Mount | Mild Steel | Type 4, 12, 13; IP66 | RAL 7035 | 800 | 600 | 400 |  | 770 | 550 | MAS0806040R5 | FALSE | HOFFMAN |  | UL cUL | https://hoffman.nvent.com/en-ca/products/mild-steel-single-door-enclosure-mas-0 | https://hoffman.nvent.com/en-ca/print/pdf/node/524801
Wall Mount | Mild Steel | Type 4, 12, 13; IP66 | RAL 7035 | 800 | 600 | 210 |  | 770 | 550 | MAS0806021R5 | FALSE | HOFFMAN |  | UL cUL | https://hoffman.nvent.com/en-ca/products/mild-steel-single-door-enclosure-mas-0 | https://hoffman.nvent.com/en-ca/print/pdf/node/524801
Wall Mount | Mild Steel | Type 4, 12, 13; IP66 | RAL 7035 | 800 | 800 | 300 |  | 770 | 750 | MAS0808030R5 | FALSE | HOFFMAN |  | UL cUL | https://hoffman.nvent.com/en-ca/products/mild-steel-single-door-enclosure-mas-0 | https://hoffman.nvent.com/en-ca/print/pdf/node/524801
Wall Mount | Mild Steel | Type 4, 12, 13; IP66 | RAL 7035 | 800 | 800 | 400 |  | 770 | 750 | MAS0808040R5 | FALSE | HOFFMAN |  | UL cUL | https://hoffman.nvent.com/en-ca/products/mild-steel-single-door-enclosure-mas-0 | https://hoffman.nvent.com/en-ca/print/pdf/node/524801
Wall Mount | Mild Steel | Type 4, 12, 13; IP66 | RAL 7035 | 800 | 800 | 210 |  | 770 | 750 | MAS0808021R5 | FALSE | HOFFMAN |  | UL cUL | https://hoffman.nvent.com/en-ca/products/mild-steel-single-door-enclosure-mas-0 | https://hoffman.nvent.com/en-ca/print/pdf/node/524801
Wall Mount | Mild Steel | Type 4, 12, 13; IP66 | RAL 7035 | 1000 | 600 | 260 |  | 970 | 550 | MAS1006026R5 | FALSE | HOFFMAN |  | UL cUL | https://hoffman.nvent.com/en-ca/products/mild-steel-single-door-enclosure-mas-0 | https://hoffman.nvent.com/en-ca/print/pdf/node/524801
Wall Mount | Mild Steel | Type 4, 12, 13; IP66 | RAL 7035 | 1000 | 600 | 300 |  | 970 | 550 | MAS1006030R5 | FALSE | HOFFMAN |  | UL cUL | https://hoffman.nvent.com/en-ca/products/mild-steel-single-door-enclosure-mas-0 | https://hoffman.nvent.com/en-ca/print/pdf/node/524801
Wall Mount | Mild Steel | Type 4, 12, 13; IP66 | RAL 7035 | 1000 | 800 | 260 |  | 970 | 750 | MAS1008026R5 | FALSE | HOFFMAN |  | UL cUL | https://hoffman.nvent.com/en-ca/products/mild-steel-single-door-enclosure-mas-0 | https://hoffman.nvent.com/en-ca/print/pdf/node/524801
Wall Mount | Mild Steel | Type 4, 12, 13; IP66 | RAL 7035 | 1000 | 800 | 300 |  | 970 | 750 | MAS1008030R5 | FALSE | HOFFMAN |  | UL cUL | https://hoffman.nvent.com/en-ca/products/mild-steel-single-door-enclosure-mas-0 | https://hoffman.nvent.com/en-ca/print/pdf/node/524801
Wall Mount | Mild Steel | Type 4, 12, 13; IP66 | RAL 7035 | 1000 | 800 | 400 |  | 970 | 750 | MAS1008040R5 | FALSE | HOFFMAN |  | UL cUL | https://hoffman.nvent.com/en-ca/products/mild-steel-single-door-enclosure-mas-0 | https://hoffman.nvent.com/en-ca/print/pdf/node/524801
Wall Mount | Mild Steel | Type 4, 12, 13; IP66 | RAL 7035 | 1200 | 600 | 300 |  | 1170 | 550 | MAS1206030R5 | FALSE | HOFFMAN |  | UL cUL | https://hoffman.nvent.com/en-ca/products/mild-steel-single-door-enclosure-mas-0 | https://hoffman.nvent.com/en-ca/print/pdf/node/524801
Wall Mount | Mild Steel | Type 4, 12, 13; IP66 | RAL 7035 | 1200 | 800 | 300 |  | 1170 | 750 | MAS1208030R5 | FALSE | HOFFMAN |  | UL cUL | https://hoffman.nvent.com/en-ca/products/mild-steel-single-door-enclosure-mas-0 | https://hoffman.nvent.com/en-ca/print/pdf/node/524801
Wall Mount | Mild Steel | Type 4, 12, 13; IP66 | RAL 7035 | 1200 | 800 | 400 |  | 1170 | 750 | MAS1208040R5 | FALSE | HOFFMAN |  | UL cUL | https://hoffman.nvent.com/en-ca/products/mild-steel-single-door-enclosure-mas-0 | https://hoffman.nvent.com/en-ca/print/pdf/node/524801
Wall Mount | Mild Steel | Type 4, 12, 13; IP66 | RAL 7035 | 200 | 200 | 155 |  | 170 | 150 | MAS0202015R5 | FALSE | HOFFMAN |  | UL cUL | https://hoffman.nvent.com/en-ca/products/mild-steel-single-door-enclosure-mas-0 | https://hoffman.nvent.com/en-ca/print/pdf/node/524801
Wall Mount | Mild Steel | Type 4, 12, 13; IP66 | RAL 7035 | 250 | 200 | 155 |  | 220 | 150 | MAS0252015R5 | FALSE | HOFFMAN |  | UL cUL | https://hoffman.nvent.com/en-ca/products/mild-steel-single-door-enclosure-mas-0 | https://hoffman.nvent.com/en-ca/print/pdf/node/524801
Wall Mount | Mild Steel | Type 4, 12, 13; IP66 | RAL 7035 | 250 | 250 | 155 |  | 220 | 200 | MAS0252515R5 | FALSE | HOFFMAN |  | UL cUL | https://hoffman.nvent.com/en-ca/products/mild-steel-single-door-enclosure-mas-0 | https://hoffman.nvent.com/en-ca/print/pdf/node/524801
Wall Mount | Stainless Steel 304 | Type 3, 3R, 4, 4X, 12, 13; IP66 | Unpainted | 406 | 305 | 152 | A16P12 A16P12SS6 A16P12G | 330 | 229 | A16H1206SSLP | FALSE | HOFFMAN |  | UL cUL | https://hoffman.nvent.com/en-ca/products/stainless-steel-wallmount-hinged-nema-clamps-type-4x | https://hoffman.nvent.com/en-ca/print/pdf/node/127761
Wall Mount | Stainless Steel 304 | Type 3, 3R, 4, 4X, 12, 13; IP66 | Unpainted | 406 | 305 | 203 | A16P12 A16P12SS6 A16P12G | 330 | 229 | A16H1208SSLP | FALSE | HOFFMAN |  | UL cUL | https://hoffman.nvent.com/en-ca/products/stainless-steel-wallmount-hinged-nema-clamps-type-4x | https://hoffman.nvent.com/en-ca/print/pdf/node/127761
Wall Mount | Stainless Steel 304 | Type 3, 3R, 4, 4X, 12, 13; IP66 | Unpainted | 406 | 406 | 152 | A16P16 A16P16SS6 A16P16G | 330 | 330 | A16H1606SSLP | FALSE | HOFFMAN |  | UL cUL | https://hoffman.nvent.com/en-ca/products/stainless-steel-wallmount-hinged-nema-clamps-type-4x | https://hoffman.nvent.com/en-ca/print/pdf/node/127761
Wall Mount | Stainless Steel 304 | Type 3, 3R, 4, 4X, 12, 13; IP66 | Unpainted | 406 | 508 | 152 | A20P16 A20P16SS6 A20P16G | 432 | 330 | A16H2006SSLP | FALSE | HOFFMAN |  | UL cUL | https://hoffman.nvent.com/en-ca/products/stainless-steel-wallmount-hinged-nema-clamps-type-4x | https://hoffman.nvent.com/en-ca/print/pdf/node/127761
Wall Mount | Stainless Steel 304 | Type 3, 3R, 4, 4X, 12, 13; IP66 | Unpainted | 508 | 406 | 254 | A20P16 A20P16SS6 A20P16G | 432 | 330 | A20H1610SSLP | FALSE | HOFFMAN |  | UL cUL | https://hoffman.nvent.com/en-ca/products/stainless-steel-wallmount-hinged-nema-clamps-type-4x | https://hoffman.nvent.com/en-ca/print/pdf/node/127761
Wall Mount | Stainless Steel 304 | Type 3, 3R, 4, 4X, 12, 13; IP66 | Unpainted | 508 | 406 | 152 | A20P16 A20P16SS6 A20P16G | 432 | 330 | A20H1606SSLP | FALSE | HOFFMAN |  | UL cUL | https://hoffman.nvent.com/en-ca/products/stainless-steel-wallmount-hinged-nema-clamps-type-4x | https://hoffman.nvent.com/en-ca/print/pdf/node/127761
Wall Mount | Stainless Steel 304 | Type 3, 3R, 4, 4X, 12, 13; IP66 | Unpainted | 508 | 406 | 203 | A20P16 A20P16SS6 A20P16G | 432 | 330 | A20H1608SSLP | FALSE | HOFFMAN |  | UL cUL | https://hoffman.nvent.com/en-ca/products/stainless-steel-wallmount-hinged-nema-clamps-type-4x | https://hoffman.nvent.com/en-ca/print/pdf/node/127761
Wall Mount | Stainless Steel 304 | Type 3, 3R, 4, 4X, 12, 13; IP66 | Unpainted | 508 | 508 | 152 | A20P20 A20P20SS6 A20P20G | 432 | 432 | A20H2006SSLP | FALSE | HOFFMAN |  | UL cUL | https://hoffman.nvent.com/en-ca/products/stainless-steel-wallmount-hinged-nema-clamps-type-4x | https://hoffman.nvent.com/en-ca/print/pdf/node/127761
Wall Mount | Stainless Steel 304 | Type 3, 3R, 4, 4X, 12, 13; IP66 | Unpainted | 508 | 508 | 203 | A20P20 A20P20SS6 A20P20G | 432 | 432 | A20H2008SSLP | FALSE | HOFFMAN |  | UL cUL | https://hoffman.nvent.com/en-ca/products/stainless-steel-wallmount-hinged-nema-clamps-type-4x | https://hoffman.nvent.com/en-ca/print/pdf/node/127761
Wall Mount | Stainless Steel 304 | Type 3, 3R, 4, 4X, 12, 13; IP66 | Unpainted | 508 | 610 | 203 | A24P20 A24P20SS6 A24P20G | 533 | 432 | A20H2408SSLP | FALSE | HOFFMAN |  | UL cUL | https://hoffman.nvent.com/en-ca/products/stainless-steel-wallmount-hinged-nema-clamps-type-4x | https://hoffman.nvent.com/en-ca/print/pdf/node/127761
Wall Mount | Stainless Steel 304 | Type 3, 3R, 4, 4X, 12, 13; IP66 | Unpainted | 610 | 406 | 203 | A24P16 A24P16SS6 A24P16G | 533 | 330 | A24H1608SSLP | FALSE | HOFFMAN |  | UL cUL | https://hoffman.nvent.com/en-ca/products/stainless-steel-wallmount-hinged-nema-clamps-type-4x | https://hoffman.nvent.com/en-ca/print/pdf/node/127761
Wall Mount | Stainless Steel 304 | Type 3, 3R, 4, 4X, 12, 13; IP66 | Unpainted | 610 | 508 | 254 | A24P20 A24P20SS6 A24P20G | 533 | 432 | A24H2010SSLP | FALSE | HOFFMAN |  | UL cUL | https://hoffman.nvent.com/en-ca/products/stainless-steel-wallmount-hinged-nema-clamps-type-4x | https://hoffman.nvent.com/en-ca/print/pdf/node/127761
Wall Mount | Stainless Steel 304 | Type 3, 3R, 4, 4X, 12, 13; IP66 | Unpainted | 610 | 508 | 152 | A24P20 A24P20SS6 A24P20G | 533 | 432 | A24H2006SSLP | FALSE | HOFFMAN |  | UL cUL | https://hoffman.nvent.com/en-ca/products/stainless-steel-wallmount-hinged-nema-clamps-type-4x | https://hoffman.nvent.com/en-ca/print/pdf/node/127761
Wall Mount | Stainless Steel 304 | Type 3, 3R, 4, 4X, 12, 13; IP66 | Unpainted | 610 | 508 | 203 | A24P20 A24P20SS6 A24P20G | 533 | 432 | A24H2008SSLP | FALSE | HOFFMAN |  | UL cUL | https://hoffman.nvent.com/en-ca/products/stainless-steel-wallmount-hinged-nema-clamps-type-4x | https://hoffman.nvent.com/en-ca/print/pdf/node/127761
Wall Mount | Stainless Steel 304 | Type 3, 3R, 4, 4X, 12, 13; IP66 | Unpainted | 610 | 610 | 305 | A24P24 A24P24SS6 A24P24G | 533 | 533 | A24H2412SSLP | FALSE | HOFFMAN |  | UL cUL | https://hoffman.nvent.com/en-ca/products/stainless-steel-wallmount-hinged-nema-clamps-type-4x | https://hoffman.nvent.com/en-ca/print/pdf/node/127761
Wall Mount | Stainless Steel 304 | Type 3, 3R, 4, 4X, 12, 13; IP66 | Unpainted | 610 | 610 | 152 | A24P24 A24P24SS6 A24P24G | 533 | 533 | A24H2406SSLP | FALSE | HOFFMAN |  | UL cUL | https://hoffman.nvent.com/en-ca/products/stainless-steel-wallmount-hinged-nema-clamps-type-4x | https://hoffman.nvent.com/en-ca/print/pdf/node/127761
Wall Mount | Stainless Steel 304 | Type 3, 3R, 4, 4X, 12, 13; IP66 | Unpainted | 610 | 610 | 203 | A24P24 A24P24SS6 A24P24G | 533 | 533 | A24H2408SSLP | FALSE | HOFFMAN |  | UL cUL | https://hoffman.nvent.com/en-ca/products/stainless-steel-wallmount-hinged-nema-clamps-type-4x | https://hoffman.nvent.com/en-ca/print/pdf/node/127761
Wall Mount | Stainless Steel 304 | Type 3, 3R, 4, 4X, 12, 13; IP66 | Unpainted | 610 | 762 | 203 | A30P24 A30P24SS6 A30P24G | 686 | 533 | A24H3008SSLP | FALSE | HOFFMAN |  | UL cUL | https://hoffman.nvent.com/en-ca/products/stainless-steel-wallmount-hinged-nema-clamps-type-4x | https://hoffman.nvent.com/en-ca/print/pdf/node/127761
Wall Mount | Stainless Steel 304 | Type 3, 3R, 4, 4X, 12, 13; IP66 | Unpainted | 762 | 508 | 203 | A30P20 A30P20SS6 A30P20G | 686 | 432 | A30H2008SSLP | FALSE | HOFFMAN |  | UL cUL | https://hoffman.nvent.com/en-ca/products/stainless-steel-wallmount-hinged-nema-clamps-type-4x | https://hoffman.nvent.com/en-ca/print/pdf/node/127761
Wall Mount | Stainless Steel 304 | Type 3, 3R, 4, 4X, 12, 13; IP66 | Unpainted | 762 | 610 | 254 | A30P24 A30P24SS6 A30P24G | 686 | 533 | A30H2410SSLP | FALSE | HOFFMAN |  | UL cUL | https://hoffman.nvent.com/en-ca/products/stainless-steel-wallmount-hinged-nema-clamps-type-4x | https://hoffman.nvent.com/en-ca/print/pdf/node/127761
Wall Mount | Stainless Steel 304 | Type 3, 3R, 4, 4X, 12, 13; IP66 | Unpainted | 762 | 610 | 305 | A30P24 A30P24SS6 A30P24G | 686 | 533 | A30H2412SSLP | FALSE | HOFFMAN |  | UL cUL | https://hoffman.nvent.com/en-ca/products/stainless-steel-wallmount-hinged-nema-clamps-type-4x | https://hoffman.nvent.com/en-ca/print/pdf/node/127761
Wall Mount | Stainless Steel 304 | Type 3, 3R, 4, 4X, 12, 13; IP66 | Unpainted | 762 | 610 | 406 | A30P24 A30P24SS6 A30P24G | 686 | 533 | A30H2416SSLP | FALSE | HOFFMAN |  | UL cUL | https://hoffman.nvent.com/en-ca/products/stainless-steel-wallmount-hinged-nema-clamps-type-4x | https://hoffman.nvent.com/en-ca/print/pdf/node/127761
Wall Mount | Stainless Steel 304 | Type 3, 3R, 4, 4X, 12, 13; IP66 | Unpainted | 762 | 610 | 203 | A30P24 A30P24SS6 A30P24G | 686 | 533 | A30H2408SSLP | FALSE | HOFFMAN |  | UL cUL | https://hoffman.nvent.com/en-ca/products/stainless-steel-wallmount-hinged-nema-clamps-type-4x | https://hoffman.nvent.com/en-ca/print/pdf/node/127761
Wall Mount | Stainless Steel 304 | Type 3, 3R, 4, 4X, 12, 13; IP66 | Unpainted | 762 | 762 | 203 | A30P30 A30P30SS6 A30P30G | 686 | 686 | A30H3008SSLP | FALSE | HOFFMAN |  | UL cUL | https://hoffman.nvent.com/en-ca/products/stainless-steel-wallmount-hinged-nema-clamps-type-4x | https://hoffman.nvent.com/en-ca/print/pdf/node/127761
Wall Mount | Stainless Steel 304 | Type 3, 3R, 4, 4X, 12, 13; IP66 | Unpainted | 914 | 610 | 254 | A36P24 A36P24SS6 A36P24G | 838 | 533 | A36H2410SSLP | FALSE | HOFFMAN |  | UL cUL | https://hoffman.nvent.com/en-ca/products/stainless-steel-wallmount-hinged-nema-clamps-type-4x | https://hoffman.nvent.com/en-ca/print/pdf/node/127761
Wall Mount | Stainless Steel 304 | Type 3, 3R, 4, 4X, 12, 13; IP66 | Unpainted | 914 | 610 | 203 | A36P24 A36P24SS6 A36P24G | 838 | 533 | A36H2408SSLP | FALSE | HOFFMAN |  | UL cUL | https://hoffman.nvent.com/en-ca/products/stainless-steel-wallmount-hinged-nema-clamps-type-4x | https://hoffman.nvent.com/en-ca/print/pdf/node/127761
Wall Mount | Stainless Steel 304 | Type 3, 3R, 4, 4X, 12, 13; IP66 | Unpainted | 914 | 762 | 254 | A36P30 A36P30SS6 A36P30G | 838 | 686 | A36H3010SSLP | FALSE | HOFFMAN |  | UL cUL | https://hoffman.nvent.com/en-ca/products/stainless-steel-wallmount-hinged-nema-clamps-type-4x | https://hoffman.nvent.com/en-ca/print/pdf/node/127761
Wall Mount | Stainless Steel 304 | Type 3, 3R, 4, 4X, 12, 13; IP66 | Unpainted | 914 | 762 | 305 | A36P30 A36P30SS6 A36P30G | 838 | 686 | A36H3012SSLP | FALSE | HOFFMAN |  | UL cUL | https://hoffman.nvent.com/en-ca/products/stainless-steel-wallmount-hinged-nema-clamps-type-4x | https://hoffman.nvent.com/en-ca/print/pdf/node/127761
Wall Mount | Stainless Steel 304 | Type 3, 3R, 4, 4X, 12, 13; IP66 | Unpainted | 914 | 762 | 406 | A36P30 A36P30SS6 A36P30G | 838 | 686 | A36H3016SSLP | FALSE | HOFFMAN |  | UL cUL | https://hoffman.nvent.com/en-ca/products/stainless-steel-wallmount-hinged-nema-clamps-type-4x | https://hoffman.nvent.com/en-ca/print/pdf/node/127761
Wall Mount | Stainless Steel 304 | Type 3, 3R, 4, 4X, 12, 13; IP66 | Unpainted | 914 | 762 | 203 | A36P30 A36P30SS6 A36P30G | 838 | 686 | A36H3008SSLP | FALSE | HOFFMAN |  | UL cUL | https://hoffman.nvent.com/en-ca/products/stainless-steel-wallmount-hinged-nema-clamps-type-4x | https://hoffman.nvent.com/en-ca/print/pdf/node/127761
Wall Mount | Stainless Steel 304 | Type 3, 3R, 4, 4X, 12, 13; IP66 | Unpainted | 914 | 914 | 305 | A36P36 A36P36SS6 A36P36G | 838 | 838 | A36H3612SSLP | FALSE | HOFFMAN |  | UL cUL | https://hoffman.nvent.com/en-ca/products/stainless-steel-wallmount-hinged-nema-clamps-type-4x | https://hoffman.nvent.com/en-ca/print/pdf/node/127761
Wall Mount | Stainless Steel 304 | Type 3, 3R, 4, 4X, 12, 13; IP66 | Unpainted | 1067 | 762 | 254 | A42P30 A42P30SS6 A42P30G | 991 | 686 | A42H3010SSLP | FALSE | HOFFMAN |  | UL cUL | https://hoffman.nvent.com/en-ca/products/stainless-steel-wallmount-hinged-nema-clamps-type-4x | https://hoffman.nvent.com/en-ca/print/pdf/node/127761
Wall Mount | Stainless Steel 304 | Type 3, 3R, 4, 4X, 12, 13; IP66 | Unpainted | 1067 | 914 | 203 | A42P36 A42P36SS6 A42P36G | 991 | 838 | A42H3608SSLP | FALSE | HOFFMAN |  | UL cUL | https://hoffman.nvent.com/en-ca/products/stainless-steel-wallmount-hinged-nema-clamps-type-4x | https://hoffman.nvent.com/en-ca/print/pdf/node/127761
Wall Mount | Stainless Steel 304 | Type 3, 3R, 4, 4X, 12, 13; IP66 | Unpainted | 1219 | 914 | 254 | A48P36 A48P36SS6 A48P36G | 1143 | 838 | A48H3610SSLP | FALSE | HOFFMAN |  | UL cUL | https://hoffman.nvent.com/en-ca/products/stainless-steel-wallmount-hinged-nema-clamps-type-4x | https://hoffman.nvent.com/en-ca/print/pdf/node/127761
Wall Mount | Stainless Steel 304 | Type 3, 3R, 4, 4X, 12, 13; IP66 | Unpainted | 1219 | 914 | 305 | A48P36 A48P36SS6 A48P36G | 1143 | 838 | A48H3612SSLP | FALSE | HOFFMAN |  | UL cUL | https://hoffman.nvent.com/en-ca/products/stainless-steel-wallmount-hinged-nema-clamps-type-4x | https://hoffman.nvent.com/en-ca/print/pdf/node/127761
Wall Mount | Stainless Steel 304 | Type 3, 3R, 4, 4X, 12, 13; IP66 | Unpainted | 1219 | 914 | 406 | A48P36 A48P36SS6 A48P36G | 1143 | 838 | A48H3616SSLP | FALSE | HOFFMAN |  | UL cUL | https://hoffman.nvent.com/en-ca/products/stainless-steel-wallmount-hinged-nema-clamps-type-4x | https://hoffman.nvent.com/en-ca/print/pdf/node/127761
Wall Mount | Stainless Steel 304 | Type 3, 3R, 4, 4X, 12, 13; IP66 | Unpainted | 1219 | 914 | 203 | A48P36 A48P36SS6 A48P36G | 1143 | 838 | A48H3608SSLP | FALSE | HOFFMAN |  | UL cUL | https://hoffman.nvent.com/en-ca/products/stainless-steel-wallmount-hinged-nema-clamps-type-4x | https://hoffman.nvent.com/en-ca/print/pdf/node/127761
Wall Mount | Stainless Steel 304 | Type 3, 3R, 4, 4X, 12, 13; IP66 | Unpainted | 1524 | 914 | 305 | A60P36 A60P36SS6 A60P36G | 1448 | 838 | A60H3612SSLP | FALSE | HOFFMAN |  | UL cUL | https://hoffman.nvent.com/en-ca/products/stainless-steel-wallmount-hinged-nema-clamps-type-4x | https://hoffman.nvent.com/en-ca/print/pdf/node/127761
Wall Mount | Stainless Steel 304 | Type 3, 3R, 4, 4X, 12, 13; IP66 | Unpainted | 1524 | 914 | 406 | A60P36 A60P36SS6 A60P36G | 1448 | 838 | A60H3616SSLP | FALSE | HOFFMAN |  | UL cUL | https://hoffman.nvent.com/en-ca/products/stainless-steel-wallmount-hinged-nema-clamps-type-4x | https://hoffman.nvent.com/en-ca/print/pdf/node/127761
Wall Mount | Stainless Steel 316L | Type 3, 3R, 4, 4X, 12, 13; IP66 | Unpainted | 406 | 305 | 152 | A16P12 A16P12SS6 A16P12G | 330 | 229 | A16H1206SS6LP | FALSE | HOFFMAN |  | UL cUL | https://hoffman.nvent.com/en-ca/products/stainless-steel-wallmount-hinged-nema-clamps-type-4x | https://hoffman.nvent.com/en-ca/print/pdf/node/127761
Wall Mount | Stainless Steel 316L | Type 3, 3R, 4, 4X, 12, 13; IP66 | Unpainted | 406 | 305 | 203 | A16P12 A16P12SS6 A16P12G | 330 | 229 | A16H1208SS6LP | FALSE | HOFFMAN |  | UL cUL | https://hoffman.nvent.com/en-ca/products/stainless-steel-wallmount-hinged-nema-clamps-type-4x | https://hoffman.nvent.com/en-ca/print/pdf/node/127761
Wall Mount | Stainless Steel 316L | Type 3, 3R, 4, 4X, 12, 13; IP66 | Unpainted | 406 | 406 | 152 | A16P16 A16P16SS6 A16P16G | 330 | 330 | A16H1606SS6LP | FALSE | HOFFMAN |  | UL cUL | https://hoffman.nvent.com/en-ca/products/stainless-steel-wallmount-hinged-nema-clamps-type-4x | https://hoffman.nvent.com/en-ca/print/pdf/node/127761
Wall Mount | Stainless Steel 316L | Type 3, 3R, 4, 4X, 12, 13; IP66 | Unpainted | 406 | 508 | 152 | A20P16 A20P16SS6 A20P16G | 432 | 330 | A16H2006SS6LP | FALSE | HOFFMAN |  | UL cUL | https://hoffman.nvent.com/en-ca/products/stainless-steel-wallmount-hinged-nema-clamps-type-4x | https://hoffman.nvent.com/en-ca/print/pdf/node/127761
Wall Mount | Stainless Steel 316L | Type 3, 3R, 4, 4X, 12, 13; IP66 | Unpainted | 508 | 406 | 254 | A20P16 A20P16SS6 A20P16G | 432 | 330 | A20H1610SS6LP | FALSE | HOFFMAN |  | UL cUL | https://hoffman.nvent.com/en-ca/products/stainless-steel-wallmount-hinged-nema-clamps-type-4x | https://hoffman.nvent.com/en-ca/print/pdf/node/127761
Wall Mount | Stainless Steel 316L | Type 3, 3R, 4, 4X, 12, 13; IP66 | Unpainted | 508 | 406 | 152 | A20P16 A20P16SS6 A20P16G | 432 | 330 | A20H1606SS6LP | FALSE | HOFFMAN |  | UL cUL | https://hoffman.nvent.com/en-ca/products/stainless-steel-wallmount-hinged-nema-clamps-type-4x | https://hoffman.nvent.com/en-ca/print/pdf/node/127761
Wall Mount | Stainless Steel 316L | Type 3, 3R, 4, 4X, 12, 13; IP66 | Unpainted | 508 | 406 | 203 | A20P16 A20P16SS6 A20P16G | 432 | 330 | A20H1608SS6LP | FALSE | HOFFMAN |  | UL cUL | https://hoffman.nvent.com/en-ca/products/stainless-steel-wallmount-hinged-nema-clamps-type-4x | https://hoffman.nvent.com/en-ca/print/pdf/node/127761
Wall Mount | Stainless Steel 316L | Type 3, 3R, 4, 4X, 12, 13; IP66 | Unpainted | 508 | 508 | 152 | A20P20 A20P20SS6 A20P20G | 432 | 432 | A20H2006SS6LP | FALSE | HOFFMAN |  | UL cUL | https://hoffman.nvent.com/en-ca/products/stainless-steel-wallmount-hinged-nema-clamps-type-4x | https://hoffman.nvent.com/en-ca/print/pdf/node/127761
Wall Mount | Stainless Steel 316L | Type 3, 3R, 4, 4X, 12, 13; IP66 | Unpainted | 508 | 508 | 203 | A20P20 A20P20SS6 A20P20G | 432 | 432 | A20H2008SS6LP | FALSE | HOFFMAN |  | UL cUL | https://hoffman.nvent.com/en-ca/products/stainless-steel-wallmount-hinged-nema-clamps-type-4x | https://hoffman.nvent.com/en-ca/print/pdf/node/127761
Wall Mount | Stainless Steel 316L | Type 3, 3R, 4, 4X, 12, 13; IP66 | Unpainted | 508 | 610 | 203 | A24P20 A24P20SS6 A24P20G | 533 | 432 | A20H2408SS6LP | FALSE | HOFFMAN |  | UL cUL | https://hoffman.nvent.com/en-ca/products/stainless-steel-wallmount-hinged-nema-clamps-type-4x | https://hoffman.nvent.com/en-ca/print/pdf/node/127761
Wall Mount | Stainless Steel 316L | Type 3, 3R, 4, 4X, 12, 13; IP66 | Unpainted | 610 | 406 | 203 | A24P16 A24P16SS6 A24P16G | 533 | 330 | A24H1608SS6LP | FALSE | HOFFMAN |  | UL cUL | https://hoffman.nvent.com/en-ca/products/stainless-steel-wallmount-hinged-nema-clamps-type-4x | https://hoffman.nvent.com/en-ca/print/pdf/node/127761
Wall Mount | Stainless Steel 316L | Type 3, 3R, 4, 4X, 12, 13; IP66 | Unpainted | 610 | 508 | 254 | A24P20 A24P20SS6 A24P20G | 533 | 432 | A24H2010SS6LP | FALSE | HOFFMAN |  | UL cUL | https://hoffman.nvent.com/en-ca/products/stainless-steel-wallmount-hinged-nema-clamps-type-4x | https://hoffman.nvent.com/en-ca/print/pdf/node/127761
Wall Mount | Stainless Steel 316L | Type 3, 3R, 4, 4X, 12, 13; IP66 | Unpainted | 610 | 508 | 152 | A24P20 A24P20SS6 A24P20G | 533 | 432 | A24H2006SS6LP | FALSE | HOFFMAN |  | UL cUL | https://hoffman.nvent.com/en-ca/products/stainless-steel-wallmount-hinged-nema-clamps-type-4x | https://hoffman.nvent.com/en-ca/print/pdf/node/127761
Wall Mount | Stainless Steel 316L | Type 3, 3R, 4, 4X, 12, 13; IP66 | Unpainted | 610 | 508 | 203 | A24P20 A24P20SS6 A24P20G | 533 | 432 | A24H2008SS6LP | FALSE | HOFFMAN |  | UL cUL | https://hoffman.nvent.com/en-ca/products/stainless-steel-wallmount-hinged-nema-clamps-type-4x | https://hoffman.nvent.com/en-ca/print/pdf/node/127761
Wall Mount | Stainless Steel 316L | Type 3, 3R, 4, 4X, 12, 13; IP66 | Unpainted | 610 | 610 | 305 | A24P24 A24P24SS6 A24P24G | 533 | 533 | A24H2412SS6LP | FALSE | HOFFMAN |  | UL cUL | https://hoffman.nvent.com/en-ca/products/stainless-steel-wallmount-hinged-nema-clamps-type-4x | https://hoffman.nvent.com/en-ca/print/pdf/node/127761
Wall Mount | Stainless Steel 316L | Type 3, 3R, 4, 4X, 12, 13; IP66 | Unpainted | 610 | 610 | 152 | A24P24 A24P24SS6 A24P24G | 533 | 533 | A24H2406SS6LP | FALSE | HOFFMAN |  | UL cUL | https://hoffman.nvent.com/en-ca/products/stainless-steel-wallmount-hinged-nema-clamps-type-4x | https://hoffman.nvent.com/en-ca/print/pdf/node/127761
Wall Mount | Stainless Steel 316L | Type 3, 3R, 4, 4X, 12, 13; IP66 | Unpainted | 610 | 610 | 203 | A24P24 A24P24SS6 A24P24G | 533 | 533 | A24H2408SS6LP | FALSE | HOFFMAN |  | UL cUL | https://hoffman.nvent.com/en-ca/products/stainless-steel-wallmount-hinged-nema-clamps-type-4x | https://hoffman.nvent.com/en-ca/print/pdf/node/127761
Wall Mount | Stainless Steel 316L | Type 3, 3R, 4, 4X, 12, 13; IP66 | Unpainted | 610 | 762 | 203 | A30P24 A30P24SS6 A30P24G | 686 | 533 | A24H3008SS6LP | FALSE | HOFFMAN |  | UL cUL | https://hoffman.nvent.com/en-ca/products/stainless-steel-wallmount-hinged-nema-clamps-type-4x | https://hoffman.nvent.com/en-ca/print/pdf/node/127761
Wall Mount | Stainless Steel 316L | Type 3, 3R, 4, 4X, 12, 13; IP66 | Unpainted | 762 | 508 | 203 | A30P20 A30P20SS6 A30P20G | 686 | 432 | A30H2008SS6LP | FALSE | HOFFMAN |  | UL cUL | https://hoffman.nvent.com/en-ca/products/stainless-steel-wallmount-hinged-nema-clamps-type-4x | https://hoffman.nvent.com/en-ca/print/pdf/node/127761
Wall Mount | Stainless Steel 316L | Type 3, 3R, 4, 4X, 12, 13; IP66 | Unpainted | 762 | 610 | 254 | A30P24 A30P24SS6 A30P24G | 686 | 533 | A30H2410SS6LP | FALSE | HOFFMAN |  | UL cUL | https://hoffman.nvent.com/en-ca/products/stainless-steel-wallmount-hinged-nema-clamps-type-4x | https://hoffman.nvent.com/en-ca/print/pdf/node/127761
Wall Mount | Stainless Steel 316L | Type 3, 3R, 4, 4X, 12, 13; IP66 | Unpainted | 762 | 610 | 305 | A30P24 A30P24SS6 A30P24G | 686 | 533 | A30H2412SS6LP | FALSE | HOFFMAN |  | UL cUL | https://hoffman.nvent.com/en-ca/products/stainless-steel-wallmount-hinged-nema-clamps-type-4x | https://hoffman.nvent.com/en-ca/print/pdf/node/127761
Wall Mount | Stainless Steel 316L | Type 3, 3R, 4, 4X, 12, 13; IP66 | Unpainted | 762 | 610 | 406 | A30P24 A30P24SS6 A30P24G | 686 | 533 | A30H2416SS6LP | FALSE | HOFFMAN |  | UL cUL | https://hoffman.nvent.com/en-ca/products/stainless-steel-wallmount-hinged-nema-clamps-type-4x | https://hoffman.nvent.com/en-ca/print/pdf/node/127761
Wall Mount | Stainless Steel 316L | Type 3, 3R, 4, 4X, 12, 13; IP66 | Unpainted | 762 | 610 | 203 | A30P24 A30P24SS6 A30P24G | 686 | 533 | A30H2408SS6LP | FALSE | HOFFMAN |  | UL cUL | https://hoffman.nvent.com/en-ca/products/stainless-steel-wallmount-hinged-nema-clamps-type-4x | https://hoffman.nvent.com/en-ca/print/pdf/node/127761
Wall Mount | Stainless Steel 316L | Type 3, 3R, 4, 4X, 12, 13; IP66 | Unpainted | 762 | 762 | 203 | A30P30 A30P30SS6 A30P30G | 686 | 686 | A30H3008SS6LP | FALSE | HOFFMAN |  | UL cUL | https://hoffman.nvent.com/en-ca/products/stainless-steel-wallmount-hinged-nema-clamps-type-4x | https://hoffman.nvent.com/en-ca/print/pdf/node/127761
Wall Mount | Stainless Steel 316L | Type 3, 3R, 4, 4X, 12, 13; IP66 | Unpainted | 914 | 610 | 254 | A36P24 A36P24SS6 A36P24G | 838 | 533 | A36H2410SS6LP | FALSE | HOFFMAN |  | UL cUL | https://hoffman.nvent.com/en-ca/products/stainless-steel-wallmount-hinged-nema-clamps-type-4x | https://hoffman.nvent.com/en-ca/print/pdf/node/127761
Wall Mount | Stainless Steel 316L | Type 3, 3R, 4, 4X, 12, 13; IP66 | Unpainted | 914 | 610 | 203 | A36P24 A36P24SS6 A36P24G | 838 | 533 | A36H2408SS6LP | FALSE | HOFFMAN |  | UL cUL | https://hoffman.nvent.com/en-ca/products/stainless-steel-wallmount-hinged-nema-clamps-type-4x | https://hoffman.nvent.com/en-ca/print/pdf/node/127761
Wall Mount | Stainless Steel 316L | Type 3, 3R, 4, 4X, 12, 13; IP66 | Unpainted | 914 | 762 | 254 | A36P30 A36P30SS6 A36P30G | 838 | 686 | A36H3010SS6LP | FALSE | HOFFMAN |  | UL cUL | https://hoffman.nvent.com/en-ca/products/stainless-steel-wallmount-hinged-nema-clamps-type-4x | https://hoffman.nvent.com/en-ca/print/pdf/node/127761
Wall Mount | Stainless Steel 316L | Type 3, 3R, 4, 4X, 12, 13; IP66 | Unpainted | 914 | 762 | 305 | A36P30 A36P30SS6 A36P30G | 838 | 686 | A36H3012SS6LP | FALSE | HOFFMAN |  | UL cUL | https://hoffman.nvent.com/en-ca/products/stainless-steel-wallmount-hinged-nema-clamps-type-4x | https://hoffman.nvent.com/en-ca/print/pdf/node/127761
Wall Mount | Stainless Steel 316L | Type 3, 3R, 4, 4X, 12, 13; IP66 | Unpainted | 914 | 762 | 406 | A36P30 A36P30SS6 A36P30G | 838 | 686 | A36H3016SS6LP | FALSE | HOFFMAN |  | UL cUL | https://hoffman.nvent.com/en-ca/products/stainless-steel-wallmount-hinged-nema-clamps-type-4x | https://hoffman.nvent.com/en-ca/print/pdf/node/127761
Wall Mount | Stainless Steel 316L | Type 3, 3R, 4, 4X, 12, 13; IP66 | Unpainted | 914 | 762 | 203 | A36P30 A36P30SS6 A36P30G | 838 | 686 | A36H3008SS6LP | FALSE | HOFFMAN |  | UL cUL | https://hoffman.nvent.com/en-ca/products/stainless-steel-wallmount-hinged-nema-clamps-type-4x | https://hoffman.nvent.com/en-ca/print/pdf/node/127761
Wall Mount | Stainless Steel 316L | Type 3, 3R, 4, 4X, 12, 13; IP66 | Unpainted | 914 | 914 | 305 | A36P36 A36P36SS6 A36P36G | 838 | 838 | A36H3612SS6LP | FALSE | HOFFMAN |  | UL cUL | https://hoffman.nvent.com/en-ca/products/stainless-steel-wallmount-hinged-nema-clamps-type-4x | https://hoffman.nvent.com/en-ca/print/pdf/node/127761
Wall Mount | Stainless Steel 316L | Type 3, 3R, 4, 4X, 12, 13; IP66 | Unpainted | 1067 | 762 | 254 | A42P30 A42P30SS6 A42P30G | 991 | 686 | A42H3010SS6LP | FALSE | HOFFMAN |  | UL cUL | https://hoffman.nvent.com/en-ca/products/stainless-steel-wallmount-hinged-nema-clamps-type-4x | https://hoffman.nvent.com/en-ca/print/pdf/node/127761
Wall Mount | Stainless Steel 316L | Type 3, 3R, 4, 4X, 12, 13; IP66 | Unpainted | 1067 | 914 | 203 | A42P36 A42P36SS6 A42P36G | 991 | 838 | A42H3608SS6LP | FALSE | HOFFMAN |  | UL cUL | https://hoffman.nvent.com/en-ca/products/stainless-steel-wallmount-hinged-nema-clamps-type-4x | https://hoffman.nvent.com/en-ca/print/pdf/node/127761
Wall Mount | Stainless Steel 316L | Type 3, 3R, 4, 4X, 12, 13; IP66 | Unpainted | 1219 | 914 | 254 | A48P36 A48P36SS6 A48P36G | 1143 | 838 | A48H3610SS6LP | FALSE | HOFFMAN |  | UL cUL | https://hoffman.nvent.com/en-ca/products/stainless-steel-wallmount-hinged-nema-clamps-type-4x | https://hoffman.nvent.com/en-ca/print/pdf/node/127761
Wall Mount | Stainless Steel 316L | Type 3, 3R, 4, 4X, 12, 13; IP66 | Unpainted | 1219 | 914 | 305 | A48P36 A48P36SS6 A48P36G | 1143 | 838 | A48H3612SS6LP | FALSE | HOFFMAN |  | UL cUL | https://hoffman.nvent.com/en-ca/products/stainless-steel-wallmount-hinged-nema-clamps-type-4x | https://hoffman.nvent.com/en-ca/print/pdf/node/127761
Wall Mount | Stainless Steel 316L | Type 3, 3R, 4, 4X, 12, 13; IP66 | Unpainted | 1219 | 914 | 406 | A48P36 A48P36SS6 A48P36G | 1143 | 838 | A48H3616SS6LP | FALSE | HOFFMAN |  | UL cUL | https://hoffman.nvent.com/en-ca/products/stainless-steel-wallmount-hinged-nema-clamps-type-4x | https://hoffman.nvent.com/en-ca/print/pdf/node/127761
Wall Mount | Stainless Steel 316L | Type 3, 3R, 4, 4X, 12, 13; IP66 | Unpainted | 1219 | 914 | 203 | A48P36 A48P36SS6 A48P36G | 1143 | 838 | A48H3608SS6LP | FALSE | HOFFMAN |  | UL cUL | https://hoffman.nvent.com/en-ca/products/stainless-steel-wallmount-hinged-nema-clamps-type-4x | https://hoffman.nvent.com/en-ca/print/pdf/node/127761
Wall Mount | Stainless Steel 316L | Type 3, 3R, 4, 4X, 12, 13; IP66 | Unpainted | 1524 | 914 | 305 | A60P36 A60P36SS6 A60P36G | 1448 | 838 | A60H3612SS6LP | FALSE | HOFFMAN |  | UL cUL | https://hoffman.nvent.com/en-ca/products/stainless-steel-wallmount-hinged-nema-clamps-type-4x | https://hoffman.nvent.com/en-ca/print/pdf/node/127761
Wall Mount | Stainless Steel 316L | Type 3, 3R, 4, 4X, 12, 13; IP66 | Unpainted | 1524 | 914 | 406 | A60P36 A60P36SS6 A60P36G | 1448 | 838 | A60H3616SS6LP | FALSE | HOFFMAN |  | UL cUL | https://hoffman.nvent.com/en-ca/products/stainless-steel-wallmount-hinged-nema-clamps-type-4x | https://hoffman.nvent.com/en-ca/print/pdf/node/127761
Wall Mount | Stainless Steel 316L | Type 3R, 4, 4X, 12, 13; IP66 | Unpainted | 305 | 305 | 152 | CP1212 CP1212G | 259 | 259 | CSD12126SS | FALSE | HOFFMAN |  | UL cUL | https://hoffman.nvent.com/en-ca/products/concept-stainless-steel-wallmount-type-4x | https://hoffman.nvent.com/en-ca/print/pdf/node/129326
Wall Mount | Stainless Steel 316L | Type 3R, 4, 4X, 12, 13; IP66 | Unpainted | 406 | 305 | 254 | CP1612 CP1612G | 361 | 259 | CSD161210SS | FALSE | HOFFMAN |  | UL cUL | https://hoffman.nvent.com/en-ca/products/concept-stainless-steel-wallmount-type-4x | https://hoffman.nvent.com/en-ca/print/pdf/node/129326
Wall Mount | Stainless Steel 316L | Type 3R, 4, 4X, 12, 13; IP66 | Unpainted | 406 | 305 | 152 | CP1612 CP1612G | 361 | 259 | CSD16126SS | FALSE | HOFFMAN |  | UL cUL | https://hoffman.nvent.com/en-ca/products/concept-stainless-steel-wallmount-type-4x | https://hoffman.nvent.com/en-ca/print/pdf/node/129326
Wall Mount | Stainless Steel 316L | Type 3R, 4, 4X, 12, 13; IP66 | Unpainted | 406 | 305 | 203 | CP1612 CP1612G | 361 | 259 | CSD16128SS | FALSE | HOFFMAN |  | UL cUL | https://hoffman.nvent.com/en-ca/products/concept-stainless-steel-wallmount-type-4x | https://hoffman.nvent.com/en-ca/print/pdf/node/129326
Wall Mount | Stainless Steel 316L | Type 3R, 4, 4X, 12, 13; IP66 | Unpainted | 406 | 406 | 254 | CP1616 CP1616G | 361 | 361 | CSD161610SS | FALSE | HOFFMAN |  | UL cUL | https://hoffman.nvent.com/en-ca/products/concept-stainless-steel-wallmount-type-4x | https://hoffman.nvent.com/en-ca/print/pdf/node/129326
Wall Mount | Stainless Steel 316L | Type 3R, 4, 4X, 12, 13; IP66 | Unpainted | 406 | 406 | 152 | CP1616 CP1616G | 361 | 361 | CSD16166SS | FALSE | HOFFMAN |  | UL cUL | https://hoffman.nvent.com/en-ca/products/concept-stainless-steel-wallmount-type-4x | https://hoffman.nvent.com/en-ca/print/pdf/node/129326
Wall Mount | Stainless Steel 316L | Type 3R, 4, 4X, 12, 13; IP66 | Unpainted | 406 | 406 | 203 | CP1616 CP1616G | 361 | 361 | CSD16168SS | FALSE | HOFFMAN |  | UL cUL | https://hoffman.nvent.com/en-ca/products/concept-stainless-steel-wallmount-type-4x | https://hoffman.nvent.com/en-ca/print/pdf/node/129326
Wall Mount | Stainless Steel 316L | Type 3R, 4, 4X, 12, 13; IP66 | Unpainted | 406 | 508 | 254 | CP2016 CP2016G | 462 | 361 | CSD162010SS | FALSE | HOFFMAN |  | UL cUL | https://hoffman.nvent.com/en-ca/products/concept-stainless-steel-wallmount-type-4x | https://hoffman.nvent.com/en-ca/print/pdf/node/129326
Wall Mount | Stainless Steel 316L | Type 3R, 4, 4X, 12, 13; IP66 | Unpainted | 406 | 508 | 203 | CP2016 CP2016G | 462 | 361 | CSD16208SS | FALSE | HOFFMAN |  | UL cUL | https://hoffman.nvent.com/en-ca/products/concept-stainless-steel-wallmount-type-4x | https://hoffman.nvent.com/en-ca/print/pdf/node/129326
Wall Mount | Stainless Steel 316L | Type 3R, 4, 4X, 12, 13; IP66 | Unpainted | 508 | 406 | 254 | CP2016 CP2016G | 462 | 361 | CSD201610SS | FALSE | HOFFMAN |  | UL cUL | https://hoffman.nvent.com/en-ca/products/concept-stainless-steel-wallmount-type-4x | https://hoffman.nvent.com/en-ca/print/pdf/node/129326
Wall Mount | Stainless Steel 316L | Type 3R, 4, 4X, 12, 13; IP66 | Unpainted | 508 | 406 | 152 | CP2016 CP2016G | 462 | 361 | CSD20166SS | FALSE | HOFFMAN |  | UL cUL | https://hoffman.nvent.com/en-ca/products/concept-stainless-steel-wallmount-type-4x | https://hoffman.nvent.com/en-ca/print/pdf/node/129326
Wall Mount | Stainless Steel 316L | Type 3R, 4, 4X, 12, 13; IP66 | Unpainted | 508 | 406 | 203 | CP2016 CP2016G | 462 | 361 | CSD20168SS | FALSE | HOFFMAN |  | UL cUL | https://hoffman.nvent.com/en-ca/products/concept-stainless-steel-wallmount-type-4x | https://hoffman.nvent.com/en-ca/print/pdf/node/129326
Wall Mount | Stainless Steel 316L | Type 3R, 4, 4X, 12, 13; IP66 | Unpainted | 508 | 508 | 254 | CP2020 CP2020G | 462 | 462 | CSD202010SS | FALSE | HOFFMAN |  | UL cUL | https://hoffman.nvent.com/en-ca/products/concept-stainless-steel-wallmount-type-4x | https://hoffman.nvent.com/en-ca/print/pdf/node/129326
Wall Mount | Stainless Steel 316L | Type 3R, 4, 4X, 12, 13; IP66 | Unpainted | 508 | 508 | 305 | CP2020 CP2020G | 462 | 462 | CSD202012SS | FALSE | HOFFMAN |  | UL cUL | https://hoffman.nvent.com/en-ca/products/concept-stainless-steel-wallmount-type-4x | https://hoffman.nvent.com/en-ca/print/pdf/node/129326
Wall Mount | Stainless Steel 316L | Type 3R, 4, 4X, 12, 13; IP66 | Unpainted | 508 | 508 | 152 | CP2020 CP2020G | 462 | 462 | CSD20206SS | FALSE | HOFFMAN |  | UL cUL | https://hoffman.nvent.com/en-ca/products/concept-stainless-steel-wallmount-type-4x | https://hoffman.nvent.com/en-ca/print/pdf/node/129326
Wall Mount | Stainless Steel 316L | Type 3R, 4, 4X, 12, 13; IP66 | Unpainted | 508 | 508 | 203 | CP2020 CP2020G | 462 | 462 | CSD20208SS | FALSE | HOFFMAN |  | UL cUL | https://hoffman.nvent.com/en-ca/products/concept-stainless-steel-wallmount-type-4x | https://hoffman.nvent.com/en-ca/print/pdf/node/129326
Wall Mount | Stainless Steel 316L | Type 3R, 4, 4X, 12, 13; IP66 | Unpainted | 508 | 610 | 254 | CP2420 CP2420G | 464 | 462 | CSD202410SS | FALSE | HOFFMAN |  | UL cUL | https://hoffman.nvent.com/en-ca/products/concept-stainless-steel-wallmount-type-4x | https://hoffman.nvent.com/en-ca/print/pdf/node/129326
Wall Mount | Stainless Steel 316L | Type 3R, 4, 4X, 12, 13; IP66 | Unpainted | 610 | 406 | 254 | CP2416 CP2416G | 564 | 361 | CSD241610SS | FALSE | HOFFMAN |  | UL cUL | https://hoffman.nvent.com/en-ca/products/concept-stainless-steel-wallmount-type-4x | https://hoffman.nvent.com/en-ca/print/pdf/node/129326
Wall Mount | Stainless Steel 316L | Type 3R, 4, 4X, 12, 13; IP66 | Unpainted | 610 | 406 | 203 | CP2416 CP1212 CP2416G | 564 | 361 | CSD24168SS | FALSE | HOFFMAN |  | UL cUL | https://hoffman.nvent.com/en-ca/products/concept-stainless-steel-wallmount-type-4x | https://hoffman.nvent.com/en-ca/print/pdf/node/129326
Wall Mount | Stainless Steel 316L | Type 3R, 4, 4X, 12, 13; IP66 | Unpainted | 610 | 508 | 254 | CP2420 CP2420G | 564 | 462 | CSD242010SS | FALSE | HOFFMAN |  | UL cUL | https://hoffman.nvent.com/en-ca/products/concept-stainless-steel-wallmount-type-4x | https://hoffman.nvent.com/en-ca/print/pdf/node/129326
Wall Mount | Stainless Steel 316L | Type 3R, 4, 4X, 12, 13; IP66 | Unpainted | 610 | 508 | 203 | CP2420 CP2420G | 564 | 462 | CSD24208SS | FALSE | HOFFMAN |  | UL cUL | https://hoffman.nvent.com/en-ca/products/concept-stainless-steel-wallmount-type-4x | https://hoffman.nvent.com/en-ca/print/pdf/node/129326
Wall Mount | Stainless Steel 316L | Type 3R, 4, 4X, 12, 13; IP66 | Unpainted | 610 | 610 | 254 | CP2424 CP2424G | 564 | 564 | CSD242410SS | FALSE | HOFFMAN |  | UL cUL | https://hoffman.nvent.com/en-ca/products/concept-stainless-steel-wallmount-type-4x | https://hoffman.nvent.com/en-ca/print/pdf/node/129326
Wall Mount | Stainless Steel 316L | Type 3R, 4, 4X, 12, 13; IP66 | Unpainted | 610 | 610 | 305 | CP2424 CP2424G | 564 | 564 | CSD242412SS | FALSE | HOFFMAN |  | UL cUL | https://hoffman.nvent.com/en-ca/products/concept-stainless-steel-wallmount-type-4x | https://hoffman.nvent.com/en-ca/print/pdf/node/129326
Wall Mount | Stainless Steel 316L | Type 3R, 4, 4X, 12, 13; IP66 | Unpainted | 610 | 610 | 203 | CP2424 CP2424G CP3030 | 564 | 564 | CSD24248SS | FALSE | HOFFMAN |  | UL cUL | https://hoffman.nvent.com/en-ca/products/concept-stainless-steel-wallmount-type-4x | https://hoffman.nvent.com/en-ca/print/pdf/node/129326
Wall Mount | Stainless Steel 316L | Type 3R, 4, 4X, 12, 13; IP66 | Unpainted | 610 | 762 | 254 | CP3024 CP3024G | 716 | 564 | CSD243010SS | FALSE | HOFFMAN |  | UL cUL | https://hoffman.nvent.com/en-ca/products/concept-stainless-steel-wallmount-type-4x | https://hoffman.nvent.com/en-ca/print/pdf/node/129326
Wall Mount | Stainless Steel 316L | Type 3R, 4, 4X, 12, 13; IP66 | Unpainted | 610 | 762 | 203 | CP3024 CP30240G | 716 | 564 | CSD24308SS | FALSE | HOFFMAN |  | UL cUL | https://hoffman.nvent.com/en-ca/products/concept-stainless-steel-wallmount-type-4x | https://hoffman.nvent.com/en-ca/print/pdf/node/129326
Wall Mount | Stainless Steel 316L | Type 3R, 4, 4X, 12, 13; IP66 | Unpainted | 762 | 508 | 254 | CP3020 CP3020G | 716 | 462 | CSD302010SS | FALSE | HOFFMAN |  | UL cUL | https://hoffman.nvent.com/en-ca/products/concept-stainless-steel-wallmount-type-4x | https://hoffman.nvent.com/en-ca/print/pdf/node/129326
Wall Mount | Stainless Steel 316L | Type 3R, 4, 4X, 12, 13; IP66 | Unpainted | 762 | 610 | 254 | CP3024 CP3024G | 716 | 564 | CSD302410SS | FALSE | HOFFMAN |  | UL cUL | https://hoffman.nvent.com/en-ca/products/concept-stainless-steel-wallmount-type-4x | https://hoffman.nvent.com/en-ca/print/pdf/node/129326
Wall Mount | Stainless Steel 316L | Type 3R, 4, 4X, 12, 13; IP66 | Unpainted | 762 | 610 | 305 | CP3024 CP3024G | 716 | 564 | CSD302412SS | FALSE | HOFFMAN |  | UL cUL | https://hoffman.nvent.com/en-ca/products/concept-stainless-steel-wallmount-type-4x | https://hoffman.nvent.com/en-ca/print/pdf/node/129326
Wall Mount | Stainless Steel 316L | Type 3R, 4, 4X, 12, 13; IP66 | Unpainted | 762 | 610 | 203 | CP3024 CP3024G | 716 | 564 | CSD30248SS | FALSE | HOFFMAN |  | UL cUL | https://hoffman.nvent.com/en-ca/products/concept-stainless-steel-wallmount-type-4x | https://hoffman.nvent.com/en-ca/print/pdf/node/129326
Wall Mount | Stainless Steel 316L | Type 3R, 4, 4X, 12, 13; IP66 | Unpainted | 762 | 762 | 254 | CP3030 CP3030G | 716 | 716 | CSD303010SS | FALSE | HOFFMAN |  | UL cUL | https://hoffman.nvent.com/en-ca/products/concept-stainless-steel-wallmount-type-4x | https://hoffman.nvent.com/en-ca/print/pdf/node/129326
Wall Mount | Stainless Steel 316L | Type 3R, 4, 4X, 12, 13; IP66 | Unpainted | 762 | 762 | 305 | CP3030 CP3030 | 716 | 716 | CSD303012SS | FALSE | HOFFMAN |  | UL cUL | https://hoffman.nvent.com/en-ca/products/concept-stainless-steel-wallmount-type-4x | https://hoffman.nvent.com/en-ca/print/pdf/node/129326
Wall Mount | Stainless Steel 316L | Type 3R, 4, 4X, 12, 13; IP66 | Unpainted | 762 | 762 | 203 | CP3030 CP3030G | 716 | 716 | CSD30308SS | FALSE | HOFFMAN |  | UL cUL | https://hoffman.nvent.com/en-ca/products/concept-stainless-steel-wallmount-type-4x | https://hoffman.nvent.com/en-ca/print/pdf/node/129326
Wall Mount | Stainless Steel 316L | Type 3R, 4, 4X, 12, 13; IP66 | Unpainted | 914 | 610 | 254 | CP3624 CP3624G | 869 | 564 | CSD362410SS | FALSE | HOFFMAN |  | UL cUL | https://hoffman.nvent.com/en-ca/products/concept-stainless-steel-wallmount-type-4x | https://hoffman.nvent.com/en-ca/print/pdf/node/129326
Wall Mount | Stainless Steel 316L | Type 3R, 4, 4X, 12, 13; IP66 | Unpainted | 914 | 610 | 305 | CP3624 CP3624G | 869 | 564 | CSD362412SS | FALSE | HOFFMAN |  | UL cUL | https://hoffman.nvent.com/en-ca/products/concept-stainless-steel-wallmount-type-4x | https://hoffman.nvent.com/en-ca/print/pdf/node/129326
Wall Mount | Stainless Steel 316L | Type 3R, 4, 4X, 12, 13; IP66 | Unpainted | 914 | 610 | 203 | CP3624 CP3624G | 869 | 564 | CSD36248SS | FALSE | HOFFMAN |  | UL cUL | https://hoffman.nvent.com/en-ca/products/concept-stainless-steel-wallmount-type-4x | https://hoffman.nvent.com/en-ca/print/pdf/node/129326
Wall Mount | Stainless Steel 316L | Type 3R, 4, 4X, 12, 13; IP66 | Unpainted | 914 | 762 | 254 | CP3630 CP3630G | 869 | 716 | CSD363010SS | FALSE | HOFFMAN |  | UL cUL | https://hoffman.nvent.com/en-ca/products/concept-stainless-steel-wallmount-type-4x | https://hoffman.nvent.com/en-ca/print/pdf/node/129326
Wall Mount | Stainless Steel 316L | Type 3R, 4, 4X, 12, 13; IP66 | Unpainted | 914 | 762 | 305 | CP3630 CP3630G | 869 | 716 | CSD363012SS | FALSE | HOFFMAN |  | UL cUL | https://hoffman.nvent.com/en-ca/products/concept-stainless-steel-wallmount-type-4x | https://hoffman.nvent.com/en-ca/print/pdf/node/129326
Wall Mount | Stainless Steel 316L | Type 3R, 4, 4X, 12, 13; IP66 | Unpainted | 914 | 762 | 203 | CP3630 CP3630G | 869 | 716 | CSD36308SS | FALSE | HOFFMAN |  | UL cUL | https://hoffman.nvent.com/en-ca/products/concept-stainless-steel-wallmount-type-4x | https://hoffman.nvent.com/en-ca/print/pdf/node/129326
Wall Mount | Stainless Steel 316L | Type 3R, 4, 4X, 12, 13; IP66 | Unpainted | 1219 | 610 | 254 | CP4824 CP4824G | 1173 | 564 | CSD482410SS | FALSE | HOFFMAN |  | UL cUL | https://hoffman.nvent.com/en-ca/products/concept-stainless-steel-wallmount-type-4x | https://hoffman.nvent.com/en-ca/print/pdf/node/129326
Wall Mount | Stainless Steel 316L | Type 3R, 4, 4X, 12, 13; IP66 | Unpainted | 305 | 305 | 152 | CP1212 CP1212G | 259 | 259 | CSD12126SS6 | FALSE | HOFFMAN |  | UL cUL | https://hoffman.nvent.com/en-ca/products/concept-stainless-steel-wallmount-type-4x | https://hoffman.nvent.com/en-ca/print/pdf/node/129326
Wall Mount | Stainless Steel 316L | Type 3R, 4, 4X, 12, 13; IP66 | Unpainted | 406 | 305 | 254 | CP1612 CP1612G | 361 | 259 | CSD161210SS6 | FALSE | HOFFMAN |  | UL cUL | https://hoffman.nvent.com/en-ca/products/concept-stainless-steel-wallmount-type-4x | https://hoffman.nvent.com/en-ca/print/pdf/node/129326
Wall Mount | Stainless Steel 316L | Type 3R, 4, 4X, 12, 13; IP66 | Unpainted | 406 | 305 | 152 | CP1612 CP1612G | 361 | 259 | CSD16126SS6 | FALSE | HOFFMAN |  | UL cUL | https://hoffman.nvent.com/en-ca/products/concept-stainless-steel-wallmount-type-4x | https://hoffman.nvent.com/en-ca/print/pdf/node/129326
Wall Mount | Stainless Steel 316L | Type 3R, 4, 4X, 12, 13; IP66 | Unpainted | 406 | 305 | 203 | CP1612 CP1612G | 361 | 259 | CSD16128SS6 | FALSE | HOFFMAN |  | UL cUL | https://hoffman.nvent.com/en-ca/products/concept-stainless-steel-wallmount-type-4x | https://hoffman.nvent.com/en-ca/print/pdf/node/129326
Wall Mount | Stainless Steel 316L | Type 3R, 4, 4X, 12, 13; IP66 | Unpainted | 406 | 406 | 254 | CP1616 CP1616G | 361 | 361 | CSD161610SS6 | FALSE | HOFFMAN |  | UL cUL | https://hoffman.nvent.com/en-ca/products/concept-stainless-steel-wallmount-type-4x | https://hoffman.nvent.com/en-ca/print/pdf/node/129326
Wall Mount | Stainless Steel 316L | Type 3R, 4, 4X, 12, 13; IP66 | Unpainted | 406 | 406 | 152 | CP1616 CP1212 CP1616G | 361 | 361 | CSD16166SS6 | FALSE | HOFFMAN |  | UL cUL | https://hoffman.nvent.com/en-ca/products/concept-stainless-steel-wallmount-type-4x | https://hoffman.nvent.com/en-ca/print/pdf/node/129326
Wall Mount | Stainless Steel 316L | Type 3R, 4, 4X, 12, 13; IP66 | Unpainted | 406 | 406 | 203 | CP1616 CP1616G | 361 | 361 | CSD16168SS6 | FALSE | HOFFMAN |  | UL cUL | https://hoffman.nvent.com/en-ca/products/concept-stainless-steel-wallmount-type-4x | https://hoffman.nvent.com/en-ca/print/pdf/node/129326
Wall Mount | Stainless Steel 316L | Type 3R, 4, 4X, 12, 13; IP66 | Unpainted | 406 | 508 | 254 | CP2016 CP2016G | 462 | 361 | CSD162010SS6 | FALSE | HOFFMAN |  | UL cUL | https://hoffman.nvent.com/en-ca/products/concept-stainless-steel-wallmount-type-4x | https://hoffman.nvent.com/en-ca/print/pdf/node/129326
Wall Mount | Stainless Steel 316L | Type 3R, 4, 4X, 12, 13; IP66 | Unpainted | 406 | 508 | 203 | CP2016 CP2016G | 462 | 361 | CSD16208SS6 | FALSE | HOFFMAN |  | UL cUL | https://hoffman.nvent.com/en-ca/products/concept-stainless-steel-wallmount-type-4x | https://hoffman.nvent.com/en-ca/print/pdf/node/129326
Wall Mount | Stainless Steel 316L | Type 3R, 4, 4X, 12, 13; IP66 | Unpainted | 508 | 406 | 254 | CP2016 CP2016G | 462 | 361 | CSD201610SS6 | FALSE | HOFFMAN |  | UL cUL | https://hoffman.nvent.com/en-ca/products/concept-stainless-steel-wallmount-type-4x | https://hoffman.nvent.com/en-ca/print/pdf/node/129326
Wall Mount | Stainless Steel 316L | Type 3R, 4, 4X, 12, 13; IP66 | Unpainted | 508 | 406 | 152 | CP2016 CP2016G | 462 | 361 | CSD20166SS6 | FALSE | HOFFMAN |  | UL cUL | https://hoffman.nvent.com/en-ca/products/concept-stainless-steel-wallmount-type-4x | https://hoffman.nvent.com/en-ca/print/pdf/node/129326
Wall Mount | Stainless Steel 316L | Type 3R, 4, 4X, 12, 13; IP66 | Unpainted | 508 | 406 | 203 | CP2016 CP2016G | 462 | 361 | CSD20168SS6 | FALSE | HOFFMAN |  | UL cUL | https://hoffman.nvent.com/en-ca/products/concept-stainless-steel-wallmount-type-4x | https://hoffman.nvent.com/en-ca/print/pdf/node/129326
Wall Mount | Stainless Steel 316L | Type 3R, 4, 4X, 12, 13; IP66 | Unpainted | 508 | 508 | 254 | CP2020 CP2020G | 462 | 462 | CSD202010SS6 | FALSE | HOFFMAN |  | UL cUL | https://hoffman.nvent.com/en-ca/products/concept-stainless-steel-wallmount-type-4x | https://hoffman.nvent.com/en-ca/print/pdf/node/129326
Wall Mount | Stainless Steel 316L | Type 3R, 4, 4X, 12, 13; IP66 | Unpainted | 508 | 508 | 305 | CP2020 CP2020G | 462 | 462 | CSD202012SS6 | FALSE | HOFFMAN |  | UL cUL | https://hoffman.nvent.com/en-ca/products/concept-stainless-steel-wallmount-type-4x | https://hoffman.nvent.com/en-ca/print/pdf/node/129326
Wall Mount | Stainless Steel 316L | Type 3R, 4, 4X, 12, 13; IP66 | Unpainted | 508 | 508 | 152 | CP2020 CP2020G | 462 | 462 | CSD20206SS6 | FALSE | HOFFMAN |  | UL cUL | https://hoffman.nvent.com/en-ca/products/concept-stainless-steel-wallmount-type-4x | https://hoffman.nvent.com/en-ca/print/pdf/node/129326
Wall Mount | Stainless Steel 316L | Type 3R, 4, 4X, 12, 13; IP66 | Unpainted | 508 | 508 | 203 | CP2020 CP2020G | 462 | 462 | CSD20208SS6 | FALSE | HOFFMAN |  | UL cUL | https://hoffman.nvent.com/en-ca/products/concept-stainless-steel-wallmount-type-4x | https://hoffman.nvent.com/en-ca/print/pdf/node/129326
Wall Mount | Stainless Steel 316L | Type 3R, 4, 4X, 12, 13; IP66 | Unpainted | 508 | 610 | 254 | CP2420 CP2420G | 464 | 462 | CSD202410SS6 | FALSE | HOFFMAN |  | UL cUL | https://hoffman.nvent.com/en-ca/products/concept-stainless-steel-wallmount-type-4x | https://hoffman.nvent.com/en-ca/print/pdf/node/129326
Wall Mount | Stainless Steel 316L | Type 3R, 4, 4X, 12, 13; IP66 | Unpainted | 610 | 406 | 254 | CP2416 CP2416G | 564 | 361 | CSD241610SS6 | FALSE | HOFFMAN |  | UL cUL | https://hoffman.nvent.com/en-ca/products/concept-stainless-steel-wallmount-type-4x | https://hoffman.nvent.com/en-ca/print/pdf/node/129326
Wall Mount | Stainless Steel 316L | Type 3R, 4, 4X, 12, 13; IP66 | Unpainted | 610 | 406 | 203 | CP2416 CP2416G | 564 | 361 | CSD24168SS6 | FALSE | HOFFMAN |  | UL cUL | https://hoffman.nvent.com/en-ca/products/concept-stainless-steel-wallmount-type-4x | https://hoffman.nvent.com/en-ca/print/pdf/node/129326
Wall Mount | Stainless Steel 316L | Type 3R, 4, 4X, 12, 13; IP66 | Unpainted | 610 | 508 | 254 | CP2420 CP2420G | 564 | 462 | CSD242010SS6 | FALSE | HOFFMAN |  | UL cUL | https://hoffman.nvent.com/en-ca/products/concept-stainless-steel-wallmount-type-4x | https://hoffman.nvent.com/en-ca/print/pdf/node/129326
Wall Mount | Stainless Steel 316L | Type 3R, 4, 4X, 12, 13; IP66 | Unpainted | 610 | 508 | 203 | CP2420 CP2420G | 564 | 462 | CSD24208SS6 | FALSE | HOFFMAN |  | UL cUL | https://hoffman.nvent.com/en-ca/products/concept-stainless-steel-wallmount-type-4x | https://hoffman.nvent.com/en-ca/print/pdf/node/129326
Wall Mount | Stainless Steel 316L | Type 3R, 4, 4X, 12, 13; IP66 | Unpainted | 610 | 610 | 254 | CP2424 CP2424 | 564 | 564 | CSD242410SS6 | FALSE | HOFFMAN |  | UL cUL | https://hoffman.nvent.com/en-ca/products/concept-stainless-steel-wallmount-type-4x | https://hoffman.nvent.com/en-ca/print/pdf/node/129326
Wall Mount | Stainless Steel 316L | Type 3R, 4, 4X, 12, 13; IP66 | Unpainted | 610 | 610 | 305 | CP2424 CP2424G | 564 | 564 | CSD242412SS6 | FALSE | HOFFMAN |  | UL cUL | https://hoffman.nvent.com/en-ca/products/concept-stainless-steel-wallmount-type-4x | https://hoffman.nvent.com/en-ca/print/pdf/node/129326
Wall Mount | Stainless Steel 316L | Type 3R, 4, 4X, 12, 13; IP66 | Unpainted | 610 | 610 | 203 | CP2424 CP2424G | 564 | 564 | CSD24248SS6 | FALSE | HOFFMAN |  | UL cUL | https://hoffman.nvent.com/en-ca/products/concept-stainless-steel-wallmount-type-4x | https://hoffman.nvent.com/en-ca/print/pdf/node/129326
Wall Mount | Stainless Steel 316L | Type 3R, 4, 4X, 12, 13; IP66 | Unpainted | 610 | 762 | 254 | CP3024 CP3024G | 716 | 564 | CSD243010SS6 | FALSE | HOFFMAN |  | UL cUL | https://hoffman.nvent.com/en-ca/products/concept-stainless-steel-wallmount-type-4x | https://hoffman.nvent.com/en-ca/print/pdf/node/129326
Wall Mount | Stainless Steel 316L | Type 3R, 4, 4X, 12, 13; IP66 | Unpainted | 610 | 762 | 203 | CP3024 CP3024G | 716 | 564 | CSD24308SS6 | FALSE | HOFFMAN |  | UL cUL | https://hoffman.nvent.com/en-ca/products/concept-stainless-steel-wallmount-type-4x | https://hoffman.nvent.com/en-ca/print/pdf/node/129326
Wall Mount | Stainless Steel 316L | Type 3R, 4, 4X, 12, 13; IP66 | Unpainted | 762 | 508 | 254 | CP3020 CP3020G | 716 | 462 | CSD302010SS6 | FALSE | HOFFMAN |  | UL cUL | https://hoffman.nvent.com/en-ca/products/concept-stainless-steel-wallmount-type-4x | https://hoffman.nvent.com/en-ca/print/pdf/node/129326
Wall Mount | Stainless Steel 316L | Type 3R, 4, 4X, 12, 13; IP66 | Unpainted | 762 | 610 | 254 | CP3024 CP3024G | 716 | 564 | CSD302410SS6 | FALSE | HOFFMAN |  | UL cUL | https://hoffman.nvent.com/en-ca/products/concept-stainless-steel-wallmount-type-4x | https://hoffman.nvent.com/en-ca/print/pdf/node/129326
Wall Mount | Stainless Steel 316L | Type 3R, 4, 4X, 12, 13; IP66 | Unpainted | 762 | 610 | 305 | CP3024 CP3024G | 716 | 564 | CSD302412SS6 | FALSE | HOFFMAN |  | UL cUL | https://hoffman.nvent.com/en-ca/products/concept-stainless-steel-wallmount-type-4x | https://hoffman.nvent.com/en-ca/print/pdf/node/129326
Wall Mount | Stainless Steel 316L | Type 3R, 4, 4X, 12, 13; IP66 | Unpainted | 762 | 610 | 203 | CP3024 CP3024G | 716 | 564 | CSD30248SS6 | FALSE | HOFFMAN |  | UL cUL | https://hoffman.nvent.com/en-ca/products/concept-stainless-steel-wallmount-type-4x | https://hoffman.nvent.com/en-ca/print/pdf/node/129326
Wall Mount | Stainless Steel 316L | Type 3R, 4, 4X, 12, 13; IP66 | Unpainted | 762 | 762 | 254 | CP3030 CP3030G | 716 | 716 | CSD303010SS6 | FALSE | HOFFMAN |  | UL cUL | https://hoffman.nvent.com/en-ca/products/concept-stainless-steel-wallmount-type-4x | https://hoffman.nvent.com/en-ca/print/pdf/node/129326
Wall Mount | Stainless Steel 316L | Type 3R, 4, 4X, 12, 13; IP66 | Unpainted | 762 | 762 | 305 | CP3030 CP3030G | 716 | 716 | CSD303012SS6 | FALSE | HOFFMAN |  | UL cUL | https://hoffman.nvent.com/en-ca/products/concept-stainless-steel-wallmount-type-4x | https://hoffman.nvent.com/en-ca/print/pdf/node/129326
Wall Mount | Stainless Steel 316L | Type 3R, 4, 4X, 12, 13; IP66 | Unpainted | 762 | 762 | 203 | CP3030 CP3030G | 716 | 716 | CSD30308SS6 | FALSE | HOFFMAN |  | UL cUL | https://hoffman.nvent.com/en-ca/products/concept-stainless-steel-wallmount-type-4x | https://hoffman.nvent.com/en-ca/print/pdf/node/129326
Wall Mount | Stainless Steel 316L | Type 3R, 4, 4X, 12, 13; IP66 | Unpainted | 914 | 610 | 254 | CP3624 CP3624G | 869 | 564 | CSD362410SS6 | FALSE | HOFFMAN |  | UL cUL | https://hoffman.nvent.com/en-ca/products/concept-stainless-steel-wallmount-type-4x | https://hoffman.nvent.com/en-ca/print/pdf/node/129326
Wall Mount | Stainless Steel 316L | Type 3R, 4, 4X, 12, 13; IP66 | Unpainted | 914 | 610 | 305 | CP3624 CP3624G | 869 | 564 | CSD362412SS6 | FALSE | HOFFMAN |  | UL cUL | https://hoffman.nvent.com/en-ca/products/concept-stainless-steel-wallmount-type-4x | https://hoffman.nvent.com/en-ca/print/pdf/node/129326
Wall Mount | Stainless Steel 316L | Type 3R, 4, 4X, 12, 13; IP66 | Unpainted | 914 | 610 | 203 | CP3624 CP3624G | 869 | 564 | CSD36248SS6 | FALSE | HOFFMAN |  | UL cUL | https://hoffman.nvent.com/en-ca/products/concept-stainless-steel-wallmount-type-4x | https://hoffman.nvent.com/en-ca/print/pdf/node/129326
Wall Mount | Stainless Steel 316L | Type 3R, 4, 4X, 12, 13; IP66 | Unpainted | 914 | 762 | 254 | CP3630 CP3630G | 869 | 716 | CSD363010SS6 | FALSE | HOFFMAN |  | UL cUL | https://hoffman.nvent.com/en-ca/products/concept-stainless-steel-wallmount-type-4x | https://hoffman.nvent.com/en-ca/print/pdf/node/129326
Wall Mount | Stainless Steel 316L | Type 3R, 4, 4X, 12, 13; IP66 | Unpainted | 914 | 762 | 305 | CP3630 CP3630G | 869 | 716 | CSD363012SS6 | FALSE | HOFFMAN |  | UL cUL | https://hoffman.nvent.com/en-ca/products/concept-stainless-steel-wallmount-type-4x | https://hoffman.nvent.com/en-ca/print/pdf/node/129326
Wall Mount | Stainless Steel 316L | Type 3R, 4, 4X, 12, 13; IP66 | Unpainted | 914 | 762 | 203 | CP3630 CP3630G | 869 | 716 | CSD36308SS6 | FALSE | HOFFMAN |  | UL cUL | https://hoffman.nvent.com/en-ca/products/concept-stainless-steel-wallmount-type-4x | https://hoffman.nvent.com/en-ca/print/pdf/node/129326
Wall Mount | Stainless Steel 316L | Type 3R, 4, 4X, 12, 13; IP66 | Unpainted | 1219 | 610 | 254 | CP4824 CP4824G | 1173 | 564 | CSD482410SS6 | FALSE | HOFFMAN |  | UL cUL | https://hoffman.nvent.com/en-ca/products/concept-stainless-steel-wallmount-type-4x | https://hoffman.nvent.com/en-ca/print/pdf/node/129326
Wall Mount | Stainless Steel 316L | Type 3R, 4, 4X, 12, 13; IP66 | Unpainted | 305 | 610 | 152 | CP2412 CP2412G | 564 | 259 | CSD12246SS | FALSE | HOFFMAN |  | UL cUL | https://hoffman.nvent.com/en-ca/products/concept-stainless-steel-wallmount-type-4x | https://hoffman.nvent.com/en-ca/print/pdf/node/129326
Wall Mount | Stainless Steel 316L | Type 3R, 4, 4X, 12, 13; IP66 | Unpainted | 508 | 610 | 203 | CP2420 CP2420G | 564 | 462 | CSD20248SS | FALSE | HOFFMAN |  | UL cUL | https://hoffman.nvent.com/en-ca/products/concept-stainless-steel-wallmount-type-4x | https://hoffman.nvent.com/en-ca/print/pdf/node/129326
Wall Mount | Stainless Steel 316L | Type 3R, 4, 4X, 12, 13; IP66 | Unpainted | 610 | 508 | 152 | CP2420 CP2420G | 564 | 462 | CSD24206SS | FALSE | HOFFMAN |  | UL cUL | https://hoffman.nvent.com/en-ca/products/concept-stainless-steel-wallmount-type-4x | https://hoffman.nvent.com/en-ca/print/pdf/node/129326
Wall Mount | Stainless Steel 316L | Type 3R, 4, 4X, 12, 13; IP66 | Unpainted | 1067 | 610 | 406 | CP2424 CP2424G | 564 | 564 | CSD242416SS | FALSE | HOFFMAN |  | UL cUL | https://hoffman.nvent.com/en-ca/products/concept-stainless-steel-wallmount-type-4x | https://hoffman.nvent.com/en-ca/print/pdf/node/129326
Wall Mount | Stainless Steel 316L | Type 3R, 4, 4X, 12, 13; IP66 | Unpainted | 762 | 406 | 152 | CP3016 CP3016G | 716 | 361 | CSD30166SS | FALSE | HOFFMAN |  | UL cUL | https://hoffman.nvent.com/en-ca/products/concept-stainless-steel-wallmount-type-4x | https://hoffman.nvent.com/en-ca/print/pdf/node/129326
Wall Mount | Stainless Steel 316L | Type 3R, 4, 4X, 12, 13; IP66 | Unpainted | 762 | 508 | 203 | CP3020 CP3020G | 716 | 462 | CSD30208SS | FALSE | HOFFMAN |  | UL cUL | https://hoffman.nvent.com/en-ca/products/concept-stainless-steel-wallmount-type-4x | https://hoffman.nvent.com/en-ca/print/pdf/node/129326
Wall Mount | Stainless Steel 316L | Type 3R, 4, 4X, 12, 13; IP66 | Unpainted | 762 | 610 | 406 | CP3024 CP3024G | 716 | 564 | CSD302416SS | FALSE | HOFFMAN |  | UL cUL | https://hoffman.nvent.com/en-ca/products/concept-stainless-steel-wallmount-type-4x | https://hoffman.nvent.com/en-ca/print/pdf/node/129326
Wall Mount | Stainless Steel 316L | Type 3R, 4, 4X, 12, 13; IP66 | Unpainted | 914 | 762 | 406 | CP3630 CP3630G | 867 | 716 | CSD363016SS | FALSE | HOFFMAN |  | UL cUL | https://hoffman.nvent.com/en-ca/products/concept-stainless-steel-wallmount-type-4x | https://hoffman.nvent.com/en-ca/print/pdf/node/129326
Wall Mount | Stainless Steel 316L | Type 3R, 4, 4X, 12, 13; IP66 | Unpainted | 1067 | 610 | 254 | CP2442 CP2442G | 564 | 1021 | CSD422410SS | FALSE | HOFFMAN |  | UL cUL | https://hoffman.nvent.com/en-ca/products/concept-stainless-steel-wallmount-type-4x | https://hoffman.nvent.com/en-ca/print/pdf/node/129326
Wall Mount | Stainless Steel 316L | Type 3R, 4, 4X, 12, 13; IP66 | Unpainted | 1067 | 762 | 254 | CP4230 CP4230G | 1021 | 716 | CSD423010SS | FALSE | HOFFMAN |  | UL cUL | https://hoffman.nvent.com/en-ca/products/concept-stainless-steel-wallmount-type-4x | https://hoffman.nvent.com/en-ca/print/pdf/node/129326
Wall Mount | Stainless Steel 316L | Type 3R, 4, 4X, 12, 13; IP66 | Unpainted | 305 | 610 | 152 | CP2412 CP2412G | 564 | 259 | CSD12246SS6 | FALSE | HOFFMAN |  | UL cUL | https://hoffman.nvent.com/en-ca/products/concept-stainless-steel-wallmount-type-4x | https://hoffman.nvent.com/en-ca/print/pdf/node/129326
Wall Mount | Stainless Steel 316L | Type 3R, 4, 4X, 12, 13; IP66 | Unpainted | 508 | 610 | 203 | CP2420 CP2420G | 564 | 462 | CSD20248SS6 | FALSE | HOFFMAN |  | UL cUL | https://hoffman.nvent.com/en-ca/products/concept-stainless-steel-wallmount-type-4x | https://hoffman.nvent.com/en-ca/print/pdf/node/129326
Wall Mount | Stainless Steel 316L | Type 3R, 4, 4X, 12, 13; IP66 | Unpainted | 610 | 508 | 152 | CP2420 CP2420G | 564 | 462 | CSD24206SS6 | FALSE | HOFFMAN |  | UL cUL | https://hoffman.nvent.com/en-ca/products/concept-stainless-steel-wallmount-type-4x | https://hoffman.nvent.com/en-ca/print/pdf/node/129326
Wall Mount | Stainless Steel 316L | Type 3R, 4, 4X, 12, 13; IP66 | Unpainted | 1067 | 610 | 406 | CP2424 CP2424G | 564 | 564 | CSD242416SS6 | FALSE | HOFFMAN |  | UL cUL | https://hoffman.nvent.com/en-ca/products/concept-stainless-steel-wallmount-type-4x | https://hoffman.nvent.com/en-ca/print/pdf/node/129326
Wall Mount | Stainless Steel 316L | Type 3R, 4, 4X, 12, 13; IP66 | Unpainted | 762 | 406 | 152 | CP3016 CP3016G | 716 | 361 | CSD30166SS6 | FALSE | HOFFMAN |  | UL cUL | https://hoffman.nvent.com/en-ca/products/concept-stainless-steel-wallmount-type-4x | https://hoffman.nvent.com/en-ca/print/pdf/node/129326
Wall Mount | Stainless Steel 316L | Type 3R, 4, 4X, 12, 13; IP66 | Unpainted | 762 | 508 | 203 | CP3020 CP3020G | 716 | 462 | CSD30208SS6 | FALSE | HOFFMAN |  | UL cUL | https://hoffman.nvent.com/en-ca/products/concept-stainless-steel-wallmount-type-4x | https://hoffman.nvent.com/en-ca/print/pdf/node/129326
Wall Mount | Stainless Steel 316L | Type 3R, 4, 4X, 12, 13; IP66 | Unpainted | 762 | 610 | 406 | CP3024 CP3024G | 716 | 564 | CSD302416SS6 | FALSE | HOFFMAN |  | UL cUL | https://hoffman.nvent.com/en-ca/products/concept-stainless-steel-wallmount-type-4x | https://hoffman.nvent.com/en-ca/print/pdf/node/129326
Wall Mount | Stainless Steel 316L | Type 3R, 4, 4X, 12, 13; IP66 | Unpainted | 914 | 762 | 406 | CP3630 CP3630G | 867 | 716 | CSD363016SS6 | FALSE | HOFFMAN |  | UL cUL | https://hoffman.nvent.com/en-ca/products/concept-stainless-steel-wallmount-type-4x | https://hoffman.nvent.com/en-ca/print/pdf/node/129326
Wall Mount | Stainless Steel 316L | Type 3R, 4, 4X, 12, 13; IP66 | Unpainted | 1067 | 610 | 254 | CP2442 CP2442G | 564 | 1021 | CSD422410SS6 | FALSE | HOFFMAN |  | UL cUL | https://hoffman.nvent.com/en-ca/products/concept-stainless-steel-wallmount-type-4x | https://hoffman.nvent.com/en-ca/print/pdf/node/129326
Wall Mount | Stainless Steel 316L | Type 3R, 4, 4X, 12, 13; IP66 | Unpainted | 1067 | 762 | 254 | CP4230 CP4230G | 1021 | 716 | CSD423010SS6 | FALSE | HOFFMAN |  | UL cUL | https://hoffman.nvent.com/en-ca/products/concept-stainless-steel-wallmount-type-4x | https://hoffman.nvent.com/en-ca/print/pdf/node/129326
Wall Mount | Mild Steel | Type 12 and 13; IP65 | ANSI 61 | 305 | 610 | 152 | A12P24 A12P24G | 229 | 533 | A122406LP | FALSE | HOFFMAN |  | UL cUL | https://hoffman.nvent.com/en-ca/products/continuous-hinge-clamps-lp-type-12-0 | https://hoffman.nvent.com/en-ca/print/pdf/node/125681
Wall Mount | Mild Steel | Type 12 and 13; IP65 | ANSI 61 | 305 | 610 | 203 | A12P24 A12P24G | 229 | 533 | A122408LP | FALSE | HOFFMAN |  | UL cUL | https://hoffman.nvent.com/en-ca/products/continuous-hinge-clamps-lp-type-12-0 | https://hoffman.nvent.com/en-ca/print/pdf/node/125681
Wall Mount | Mild Steel | Type 12 and 13; IP65 | ANSI 61 | 406 | 305 | 254 | A16P12 A16P12G | 330 | 229 | A161210LP | FALSE | HOFFMAN |  | UL cUL | https://hoffman.nvent.com/en-ca/products/continuous-hinge-clamps-lp-type-12-0 | https://hoffman.nvent.com/en-ca/print/pdf/node/125681
Wall Mount | Mild Steel | Type 12 and 13; IP65 | ANSI 61 | 406 | 305 | 152 | A16P12 A16P12G | 330 | 229 | A161206LP | FALSE | HOFFMAN |  | UL cUL | https://hoffman.nvent.com/en-ca/products/continuous-hinge-clamps-lp-type-12-0 | https://hoffman.nvent.com/en-ca/print/pdf/node/125681
Wall Mount | Mild Steel | Type 12 and 13; IP65 | ANSI 61 | 406 | 305 | 203 | A16P12 A16P12G | 330 | 229 | A161208LP | FALSE | HOFFMAN |  | UL cUL | https://hoffman.nvent.com/en-ca/products/continuous-hinge-clamps-lp-type-12-0 | https://hoffman.nvent.com/en-ca/print/pdf/node/125681
Wall Mount | Mild Steel | Type 12 and 13; IP65 | ANSI 61 | 406 | 406 | 152 | A16P16 A16P16G | 330 | 330 | A161606LP | FALSE | HOFFMAN |  | UL cUL | https://hoffman.nvent.com/en-ca/products/continuous-hinge-clamps-lp-type-12-0 | https://hoffman.nvent.com/en-ca/print/pdf/node/125681
Wall Mount | Mild Steel | Type 12 and 13; IP65 | ANSI 61 | 406 | 406 | 203 | A16P16 A16P16G | 330 | 330 | A161608LP | FALSE | HOFFMAN |  | UL cUL | https://hoffman.nvent.com/en-ca/products/continuous-hinge-clamps-lp-type-12-0 | https://hoffman.nvent.com/en-ca/print/pdf/node/125681
Wall Mount | Mild Steel | Type 12 and 13; IP65 | ANSI 61 | 406 | 508 | 152 | A20P16 A20P16G | 432 | 330 | A162006LP | FALSE | HOFFMAN |  | UL cUL | https://hoffman.nvent.com/en-ca/products/continuous-hinge-clamps-lp-type-12-0 | https://hoffman.nvent.com/en-ca/print/pdf/node/125681
Wall Mount | Mild Steel | Type 12 and 13; IP65 | ANSI 61 | 406 | 508 | 203 | A20P16 A20P16G | 432 | 330 | A162008LP | FALSE | HOFFMAN |  | UL cUL | https://hoffman.nvent.com/en-ca/products/continuous-hinge-clamps-lp-type-12-0 | https://hoffman.nvent.com/en-ca/print/pdf/node/125681
Wall Mount | Mild Steel | Type 12 and 13; IP65 | ANSI 61 | 508 | 305 | 152 | A20P12 A20P12G | 432 | 229 | A201206LP | FALSE | HOFFMAN |  | UL cUL | https://hoffman.nvent.com/en-ca/products/continuous-hinge-clamps-lp-type-12-0 | https://hoffman.nvent.com/en-ca/print/pdf/node/125681
Wall Mount | Mild Steel | Type 12 and 13; IP65 | ANSI 61 | 508 | 305 | 203 | A20P12 A20P12G | 432 | 229 | A201208LP | FALSE | HOFFMAN |  | UL cUL | https://hoffman.nvent.com/en-ca/products/continuous-hinge-clamps-lp-type-12-0 | https://hoffman.nvent.com/en-ca/print/pdf/node/125681
Wall Mount | Mild Steel | Type 12 and 13; IP65 | ANSI 61 | 508 | 406 | 254 | A20P16 A20P16G | 432 | 330 | A201610LP | FALSE | HOFFMAN |  | UL cUL | https://hoffman.nvent.com/en-ca/products/continuous-hinge-clamps-lp-type-12-0 | https://hoffman.nvent.com/en-ca/print/pdf/node/125681
Wall Mount | Mild Steel | Type 12 and 13; IP65 | ANSI 61 | 508 | 406 | 305 | A20P16 A20P16G | 432 | 330 | A201612LP | FALSE | HOFFMAN |  | UL cUL | https://hoffman.nvent.com/en-ca/products/continuous-hinge-clamps-lp-type-12-0 | https://hoffman.nvent.com/en-ca/print/pdf/node/125681
Wall Mount | Mild Steel | Type 12 and 13; IP65 | ANSI 61 | 508 | 406 | 152 | A20P16 A20P16G | 432 | 330 | A201606LP | FALSE | HOFFMAN |  | UL cUL | https://hoffman.nvent.com/en-ca/products/continuous-hinge-clamps-lp-type-12-0 | https://hoffman.nvent.com/en-ca/print/pdf/node/125681
Wall Mount | Mild Steel | Type 12 and 13; IP65 | ANSI 61 | 508 | 406 | 203 | A20P16 A20P16G | 432 | 330 | A201608LP | FALSE | HOFFMAN |  | UL cUL | https://hoffman.nvent.com/en-ca/products/continuous-hinge-clamps-lp-type-12-0 | https://hoffman.nvent.com/en-ca/print/pdf/node/125681
Wall Mount | Mild Steel | Type 12 and 13; IP65 | ANSI 61 | 508 | 508 | 203 | A20P20 A20P20G | 432 | 432 | A202008LP | FALSE | HOFFMAN |  | UL cUL | https://hoffman.nvent.com/en-ca/products/continuous-hinge-clamps-lp-type-12-0 | https://hoffman.nvent.com/en-ca/print/pdf/node/125681
Wall Mount | Mild Steel | Type 12 and 13; IP65 | ANSI 61 | 508 | 508 | 254 | A20P20 A20P20G | 432 | 432 | A202010LP | FALSE | HOFFMAN |  | UL cUL | https://hoffman.nvent.com/en-ca/products/continuous-hinge-clamps-lp-type-12-0 | https://hoffman.nvent.com/en-ca/print/pdf/node/125681
Wall Mount | Mild Steel | Type 12 and 13; IP65 | ANSI 61 | 508 | 508 | 152 | A20P20 A20P20G | 432 | 432 | A202006LP | FALSE | HOFFMAN |  | UL cUL | https://hoffman.nvent.com/en-ca/products/continuous-hinge-clamps-lp-type-12-0 | https://hoffman.nvent.com/en-ca/print/pdf/node/125681
Wall Mount | Mild Steel | Type 12 and 13; IP65 | ANSI 61 | 508 | 610 | 152 | A24P20 A24P20G | 533 | 432 | A202406LP | FALSE | HOFFMAN |  | UL cUL | https://hoffman.nvent.com/en-ca/products/continuous-hinge-clamps-lp-type-12-0 | https://hoffman.nvent.com/en-ca/print/pdf/node/125681
Wall Mount | Mild Steel | Type 12 and 13; IP65 | ANSI 61 | 508 | 610 | 203 | A24P20 A24P20G | 533 | 432 | A202408LP | FALSE | HOFFMAN |  | UL cUL | https://hoffman.nvent.com/en-ca/products/continuous-hinge-clamps-lp-type-12-0 | https://hoffman.nvent.com/en-ca/print/pdf/node/125681
Wall Mount | Mild Steel | Type 12 and 13; IP65 | ANSI 61 | 610 | 305 | 254 | A12P24 A12P24G | 229 | 533 | A241210LP | FALSE | HOFFMAN |  | UL cUL | https://hoffman.nvent.com/en-ca/products/continuous-hinge-clamps-lp-type-12-0 | https://hoffman.nvent.com/en-ca/print/pdf/node/125681
Wall Mount | Mild Steel | Type 12 and 13; IP65 | ANSI 61 | 610 | 305 | 152 | A12P24 A12P24G | 229 | 533 | A241206LP | FALSE | HOFFMAN |  | UL cUL | https://hoffman.nvent.com/en-ca/products/continuous-hinge-clamps-lp-type-12-0 | https://hoffman.nvent.com/en-ca/print/pdf/node/125681
Wall Mount | Mild Steel | Type 12 and 13; IP65 | ANSI 61 | 610 | 305 | 203 | A12P24 A12P24G | 229 | 533 | A241208LP | FALSE | HOFFMAN |  | UL cUL | https://hoffman.nvent.com/en-ca/products/continuous-hinge-clamps-lp-type-12-0 | https://hoffman.nvent.com/en-ca/print/pdf/node/125681
Wall Mount | Mild Steel | Type 12 and 13; IP65 | ANSI 61 | 610 | 406 | 152 | A24P16 A24P16G | 533 | 330 | A241606LP | FALSE | HOFFMAN |  | UL cUL | https://hoffman.nvent.com/en-ca/products/continuous-hinge-clamps-lp-type-12-0 | https://hoffman.nvent.com/en-ca/print/pdf/node/125681
Wall Mount | Mild Steel | Type 12 and 13; IP65 | ANSI 61 | 610 | 406 | 203 | A24P16 A24P16G | 533 | 330 | A241608LP | FALSE | HOFFMAN |  | UL cUL | https://hoffman.nvent.com/en-ca/products/continuous-hinge-clamps-lp-type-12-0 | https://hoffman.nvent.com/en-ca/print/pdf/node/125681
Wall Mount | Mild Steel | Type 12 and 13; IP65 | ANSI 61 | 610 | 508 | 254 | A24P20 A24P20G | 533 | 432 | A242010LP | FALSE | HOFFMAN |  | UL cUL | https://hoffman.nvent.com/en-ca/products/continuous-hinge-clamps-lp-type-12-0 | https://hoffman.nvent.com/en-ca/print/pdf/node/125681
Wall Mount | Mild Steel | Type 12 and 13; IP65 | ANSI 61 | 610 | 508 | 305 | A24P20 A24P20G | 533 | 432 | A242012LP | FALSE | HOFFMAN |  | UL cUL | https://hoffman.nvent.com/en-ca/products/continuous-hinge-clamps-lp-type-12-0 | https://hoffman.nvent.com/en-ca/print/pdf/node/125681
Wall Mount | Mild Steel | Type 12 and 13; IP65 | ANSI 61 | 610 | 508 | 406 | A24P20 A24P20G | 533 | 432 | A242016LP | FALSE | HOFFMAN |  | UL cUL | https://hoffman.nvent.com/en-ca/products/continuous-hinge-clamps-lp-type-12-0 | https://hoffman.nvent.com/en-ca/print/pdf/node/125681
Wall Mount | Mild Steel | Type 12 and 13; IP65 | ANSI 61 | 610 | 508 | 152 | A24P20 A24P20G | 533 | 432 | A242006LP | FALSE | HOFFMAN |  | UL cUL | https://hoffman.nvent.com/en-ca/products/continuous-hinge-clamps-lp-type-12-0 | https://hoffman.nvent.com/en-ca/print/pdf/node/125681
Wall Mount | Mild Steel | Type 12 and 13; IP65 | ANSI 61 | 610 | 508 | 203 | A24P20 A24P20G | 533 | 432 | A242008LP | FALSE | HOFFMAN |  | UL cUL | https://hoffman.nvent.com/en-ca/products/continuous-hinge-clamps-lp-type-12-0 | https://hoffman.nvent.com/en-ca/print/pdf/node/125681
Wall Mount | Mild Steel | Type 12 and 13; IP65 | ANSI 61 | 610 | 610 | 254 | A24P24G A24P24G | 533 | 533 | A242410LP | FALSE | HOFFMAN |  | UL cUL | https://hoffman.nvent.com/en-ca/products/continuous-hinge-clamps-lp-type-12-0 | https://hoffman.nvent.com/en-ca/print/pdf/node/125681
Wall Mount | Mild Steel | Type 12 and 13; IP65 | ANSI 61 | 610 | 610 | 305 | A24P24 A24P24G | 533 | 533 | A242412LP | FALSE | HOFFMAN |  | UL cUL | https://hoffman.nvent.com/en-ca/products/continuous-hinge-clamps-lp-type-12-0 | https://hoffman.nvent.com/en-ca/print/pdf/node/125681
Wall Mount | Mild Steel | Type 12 and 13; IP65 | ANSI 61 | 610 | 610 | 406 | A24P24 A24P24G | 533 | 533 | A242416LP | FALSE | HOFFMAN |  | UL cUL | https://hoffman.nvent.com/en-ca/products/continuous-hinge-clamps-lp-type-12-0 | https://hoffman.nvent.com/en-ca/print/pdf/node/125681
Wall Mount | Mild Steel | Type 12 and 13; IP65 | ANSI 61 | 610 | 610 | 152 | A24P24 A24P24G | 533 | 533 | A242406LP | FALSE | HOFFMAN |  | UL cUL | https://hoffman.nvent.com/en-ca/products/continuous-hinge-clamps-lp-type-12-0 | https://hoffman.nvent.com/en-ca/print/pdf/node/125681
Wall Mount | Mild Steel | Type 12 and 13; IP65 | ANSI 61 | 610 | 610 | 203 | A24P24 A24P24G | 533 | 533 | A242408LP | FALSE | HOFFMAN |  | UL cUL | https://hoffman.nvent.com/en-ca/products/continuous-hinge-clamps-lp-type-12-0 | https://hoffman.nvent.com/en-ca/print/pdf/node/125681
Wall Mount | Mild Steel | Type 12 and 13; IP65 | ANSI 61 | 610 | 762 | 203 | A30P24G A30P24G | 686 | 533 | A243008LP | FALSE | HOFFMAN |  | UL cUL | https://hoffman.nvent.com/en-ca/products/continuous-hinge-clamps-lp-type-12-0 | https://hoffman.nvent.com/en-ca/print/pdf/node/125681
Wall Mount | Mild Steel | Type 12 and 13; IP65 | ANSI 61 | 762 | 406 | 152 | A30P16 A30P16G | 686 | 330 | A301606LP | FALSE | HOFFMAN |  | UL cUL | https://hoffman.nvent.com/en-ca/products/continuous-hinge-clamps-lp-type-12-0 | https://hoffman.nvent.com/en-ca/print/pdf/node/125681
Wall Mount | Mild Steel | Type 12 and 13; IP65 | ANSI 61 | 762 | 508 | 254 | A30P20 A30P20G | 686 | 432 | A302010LP | FALSE | HOFFMAN |  | UL cUL | https://hoffman.nvent.com/en-ca/products/continuous-hinge-clamps-lp-type-12-0 | https://hoffman.nvent.com/en-ca/print/pdf/node/125681
Wall Mount | Mild Steel | Type 12 and 13; IP65 | ANSI 61 | 762 | 508 | 152 | A30P20 A30P20G | 686 | 432 | A302006LP | FALSE | HOFFMAN |  | UL cUL | https://hoffman.nvent.com/en-ca/products/continuous-hinge-clamps-lp-type-12-0 | https://hoffman.nvent.com/en-ca/print/pdf/node/125681
Wall Mount | Mild Steel | Type 12 and 13; IP65 | ANSI 61 | 762 | 508 | 203 | A30P20 A30P20G | 686 | 432 | A302008LP | FALSE | HOFFMAN |  | UL cUL | https://hoffman.nvent.com/en-ca/products/continuous-hinge-clamps-lp-type-12-0 | https://hoffman.nvent.com/en-ca/print/pdf/node/125681
Wall Mount | Mild Steel | Type 12 and 13; IP65 | ANSI 61 | 762 | 610 | 610 | A30P24 A30P24G | 686 | 533 | A302424LP | FALSE | HOFFMAN |  | UL cUL | https://hoffman.nvent.com/en-ca/products/continuous-hinge-clamps-lp-type-12-0 | https://hoffman.nvent.com/en-ca/print/pdf/node/125681
Wall Mount | Mild Steel | Type 12 and 13; IP65 | ANSI 61 | 762 | 610 | 254 | A30P24 A30P24G | 686 | 533 | A302410LP | FALSE | HOFFMAN |  | UL cUL | https://hoffman.nvent.com/en-ca/products/continuous-hinge-clamps-lp-type-12-0 | https://hoffman.nvent.com/en-ca/print/pdf/node/125681
Wall Mount | Mild Steel | Type 12 and 13; IP65 | ANSI 61 | 762 | 610 | 305 | A30P24 A30P24G | 686 | 533 | A302412LP | FALSE | HOFFMAN |  | UL cUL | https://hoffman.nvent.com/en-ca/products/continuous-hinge-clamps-lp-type-12-0 | https://hoffman.nvent.com/en-ca/print/pdf/node/125681
Wall Mount | Mild Steel | Type 12 and 13; IP65 | ANSI 61 | 762 | 610 | 406 | A30P24 A30P24G | 686 | 533 | A302416LP | FALSE | HOFFMAN |  | UL cUL | https://hoffman.nvent.com/en-ca/products/continuous-hinge-clamps-lp-type-12-0 | https://hoffman.nvent.com/en-ca/print/pdf/node/125681
Wall Mount | Mild Steel | Type 12 and 13; IP65 | ANSI 61 | 762 | 610 | 508 | A30P24 A30P24G | 686 | 533 | A302420LP | FALSE | HOFFMAN |  | UL cUL | https://hoffman.nvent.com/en-ca/products/continuous-hinge-clamps-lp-type-12-0 | https://hoffman.nvent.com/en-ca/print/pdf/node/125681
Wall Mount | Mild Steel | Type 12 and 13; IP65 | ANSI 61 | 762 | 610 | 152 | A30P24 A30P24G | 686 | 533 | A302406LP | FALSE | HOFFMAN |  | UL cUL | https://hoffman.nvent.com/en-ca/products/continuous-hinge-clamps-lp-type-12-0 | https://hoffman.nvent.com/en-ca/print/pdf/node/125681
Wall Mount | Mild Steel | Type 12 and 13; IP65 | ANSI 61 | 762 | 610 | 203 | A30P24 A30P24G | 686 | 533 | A302408LP | FALSE | HOFFMAN |  | UL cUL | https://hoffman.nvent.com/en-ca/products/continuous-hinge-clamps-lp-type-12-0 | https://hoffman.nvent.com/en-ca/print/pdf/node/125681
Wall Mount | Mild Steel | Type 12 and 13; IP65 | ANSI 61 | 762 | 762 | 305 | A30P30 A30P30G | 686 | 686 | A303012LP | FALSE | HOFFMAN |  | UL cUL | https://hoffman.nvent.com/en-ca/products/continuous-hinge-clamps-lp-type-12-0 | https://hoffman.nvent.com/en-ca/print/pdf/node/125681
Wall Mount | Mild Steel | Type 12 and 13; IP65 | ANSI 61 | 762 | 762 | 203 | A30P30 A30P30G | 686 | 686 | A303008LP | FALSE | HOFFMAN |  | UL cUL | https://hoffman.nvent.com/en-ca/products/continuous-hinge-clamps-lp-type-12-0 | https://hoffman.nvent.com/en-ca/print/pdf/node/125681
Wall Mount | Mild Steel | Type 12 and 13; IP65 | ANSI 61 | 762 | 914 | 203 | A36P30 A36P30G | 838 | 686 | A303608LP | FALSE | HOFFMAN |  | UL cUL | https://hoffman.nvent.com/en-ca/products/continuous-hinge-clamps-lp-type-12-0 | https://hoffman.nvent.com/en-ca/print/pdf/node/125681
Wall Mount | Mild Steel | Type 12 and 13; IP65 | ANSI 61 | 914 | 610 | 254 | A36P24 A36P24G | 838 | 533 | A362410LP | FALSE | HOFFMAN |  | UL cUL | https://hoffman.nvent.com/en-ca/products/continuous-hinge-clamps-lp-type-12-0 | https://hoffman.nvent.com/en-ca/print/pdf/node/125681
Wall Mount | Mild Steel | Type 12 and 13; IP65 | ANSI 61 | 914 | 610 | 305 | A36P24 A36P24G | 838 | 533 | A362412LP | FALSE | HOFFMAN |  | UL cUL | https://hoffman.nvent.com/en-ca/products/continuous-hinge-clamps-lp-type-12-0 | https://hoffman.nvent.com/en-ca/print/pdf/node/125681
Wall Mount | Mild Steel | Type 12 and 13; IP65 | ANSI 61 | 914 | 610 | 152 | A36P24 A36P24G | 838 | 533 | A362406LP | FALSE | HOFFMAN |  | UL cUL | https://hoffman.nvent.com/en-ca/products/continuous-hinge-clamps-lp-type-12-0 | https://hoffman.nvent.com/en-ca/print/pdf/node/125681
Wall Mount | Mild Steel | Type 12 and 13; IP65 | ANSI 61 | 914 | 610 | 203 | A36P24 A36P24G | 838 | 533 | A362408LP | FALSE | HOFFMAN |  | UL cUL | https://hoffman.nvent.com/en-ca/products/continuous-hinge-clamps-lp-type-12-0 | https://hoffman.nvent.com/en-ca/print/pdf/node/125681
Wall Mount | Mild Steel | Type 12 and 13; IP65 | ANSI 61 | 914 | 762 | 254 | A36P30 A36P30G | 838 | 686 | A363010LP | FALSE | HOFFMAN |  | UL cUL | https://hoffman.nvent.com/en-ca/products/continuous-hinge-clamps-lp-type-12-0 | https://hoffman.nvent.com/en-ca/print/pdf/node/125681
Wall Mount | Mild Steel | Type 12 and 13; IP65 | ANSI 61 | 914 | 762 | 305 | A36P30 A36P30G | 838 | 686 | A363012LP | FALSE | HOFFMAN |  | UL cUL | https://hoffman.nvent.com/en-ca/products/continuous-hinge-clamps-lp-type-12-0 | https://hoffman.nvent.com/en-ca/print/pdf/node/125681
Wall Mount | Mild Steel | Type 12 and 13; IP65 | ANSI 61 | 914 | 762 | 406 | A36P30 A36P30G | 838 | 686 | A363016LP | FALSE | HOFFMAN |  | UL cUL | https://hoffman.nvent.com/en-ca/products/continuous-hinge-clamps-lp-type-12-0 | https://hoffman.nvent.com/en-ca/print/pdf/node/125681
Wall Mount | Mild Steel | Type 12 and 13; IP65 | ANSI 61 | 914 | 762 | 508 | A36P30 A36P30G | 838 | 686 | A363020LP | FALSE | HOFFMAN |  | UL cUL | https://hoffman.nvent.com/en-ca/products/continuous-hinge-clamps-lp-type-12-0 | https://hoffman.nvent.com/en-ca/print/pdf/node/125681
Wall Mount | Mild Steel | Type 12 and 13; IP65 | ANSI 61 | 914 | 762 | 152 | A36P30 A36P30G | 838 | 686 | A363006LP | FALSE | HOFFMAN |  | UL cUL | https://hoffman.nvent.com/en-ca/products/continuous-hinge-clamps-lp-type-12-0 | https://hoffman.nvent.com/en-ca/print/pdf/node/125681
Wall Mount | Mild Steel | Type 12 and 13; IP65 | ANSI 61 | 914 | 762 | 203 | A36P30 A36P30G | 838 | 686 | A363008LP | FALSE | HOFFMAN |  | UL cUL | https://hoffman.nvent.com/en-ca/products/continuous-hinge-clamps-lp-type-12-0 | https://hoffman.nvent.com/en-ca/print/pdf/node/125681
Wall Mount | Mild Steel | Type 12 and 13; IP65 | ANSI 61 | 914 | 914 | 203 | A36P36 A36P36G | 838 | 838 | A363608LP | FALSE | HOFFMAN |  | UL cUL | https://hoffman.nvent.com/en-ca/products/continuous-hinge-clamps-lp-type-12-0 | https://hoffman.nvent.com/en-ca/print/pdf/node/125681
Wall Mount | Mild Steel | Type 12 and 13; IP65 | ANSI 61 | 914 | 914 | 305 | A36P36 A36P36G | 838 | 838 | A363612LP | FALSE | HOFFMAN |  | UL cUL | https://hoffman.nvent.com/en-ca/products/continuous-hinge-clamps-lp-type-12-0 | https://hoffman.nvent.com/en-ca/print/pdf/node/125681
Wall Mount | Mild Steel | Type 12 and 13; IP65 | ANSI 61 | 1067 | 610 | 203 | A42P24 A42P24G | 991 | 533 | A422408LP | FALSE | HOFFMAN |  | UL cUL | https://hoffman.nvent.com/en-ca/products/continuous-hinge-clamps-lp-type-12-0 | https://hoffman.nvent.com/en-ca/print/pdf/node/125681
Wall Mount | Mild Steel | Type 12 and 13; IP65 | ANSI 61 | 1067 | 762 | 254 | A42P30 A42P30G | 991 | 686 | A423010LP | FALSE | HOFFMAN |  | UL cUL | https://hoffman.nvent.com/en-ca/products/continuous-hinge-clamps-lp-type-12-0 | https://hoffman.nvent.com/en-ca/print/pdf/node/125681
Wall Mount | Mild Steel | Type 12 and 13; IP65 | ANSI 61 | 1067 | 762 | 305 | A42P30 A42P30G | 991 | 686 | A423012LP | FALSE | HOFFMAN |  | UL cUL | https://hoffman.nvent.com/en-ca/products/continuous-hinge-clamps-lp-type-12-0 | https://hoffman.nvent.com/en-ca/print/pdf/node/125681
Wall Mount | Mild Steel | Type 12 and 13; IP65 | ANSI 61 | 1067 | 762 | 203 | A42P30 A42P30G | 991 | 686 | A423008LP | FALSE | HOFFMAN |  | UL cUL | https://hoffman.nvent.com/en-ca/products/continuous-hinge-clamps-lp-type-12-0 | https://hoffman.nvent.com/en-ca/print/pdf/node/125681
Wall Mount | Mild Steel | Type 12 and 13; IP65 | ANSI 61 | 1067 | 914 | 254 | A42P36 A42P36G | 991 | 838 | A423610LP | FALSE | HOFFMAN |  | UL cUL | https://hoffman.nvent.com/en-ca/products/continuous-hinge-clamps-lp-type-12-0 | https://hoffman.nvent.com/en-ca/print/pdf/node/125681
Wall Mount | Mild Steel | Type 12 and 13; IP65 | ANSI 61 | 1067 | 914 | 305 | A42P36 A42P36G | 991 | 838 | A423612LP | FALSE | HOFFMAN |  | UL cUL | https://hoffman.nvent.com/en-ca/products/continuous-hinge-clamps-lp-type-12-0 | https://hoffman.nvent.com/en-ca/print/pdf/node/125681
Wall Mount | Mild Steel | Type 12 and 13; IP65 | ANSI 61 | 1067 | 914 | 406 | A42P36 A42P36G | 991 | 838 | A423616LP | FALSE | HOFFMAN |  | UL cUL | https://hoffman.nvent.com/en-ca/products/continuous-hinge-clamps-lp-type-12-0 | https://hoffman.nvent.com/en-ca/print/pdf/node/125681
Wall Mount | Mild Steel | Type 12 and 13; IP65 | ANSI 61 | 1067 | 914 | 203 | A42P36 A42P36G | 991 | 838 | A423608LP | FALSE | HOFFMAN |  | UL cUL | https://hoffman.nvent.com/en-ca/products/continuous-hinge-clamps-lp-type-12-0 | https://hoffman.nvent.com/en-ca/print/pdf/node/125681
Wall Mount | Mild Steel | Type 12 and 13; IP65 | ANSI 61 | 1219 | 914 | 203 | A48P36 A48P36G | 1143 | 838 | A483608LP | FALSE | HOFFMAN |  | UL cUL | https://hoffman.nvent.com/en-ca/products/continuous-hinge-clamps-lp-type-12-0 | https://hoffman.nvent.com/en-ca/print/pdf/node/125681
Wall Mount | Mild Steel | Type 12 and 13; IP65 | ANSI 61 | 1219 | 610 | 203 | A48P24 A48P24G | 1143 | 533 | A482408LP | FALSE | HOFFMAN |  | UL cUL | https://hoffman.nvent.com/en-ca/products/continuous-hinge-clamps-lp-type-12-0 | https://hoffman.nvent.com/en-ca/print/pdf/node/125681
Wall Mount | Mild Steel | Type 12 and 13; IP65 | ANSI 61 | 1219 | 762 | 254 | A48P30 A48P30G | 1143 | 686 | A483010LP | FALSE | HOFFMAN |  | UL cUL | https://hoffman.nvent.com/en-ca/products/continuous-hinge-clamps-lp-type-12-0 | https://hoffman.nvent.com/en-ca/print/pdf/node/125681
Wall Mount | Mild Steel | Type 12 and 13; IP65 | ANSI 61 | 1219 | 762 | 203 | A48P30 A48P30G | 1143 | 686 | A483008LP | FALSE | HOFFMAN |  | UL cUL | https://hoffman.nvent.com/en-ca/products/continuous-hinge-clamps-lp-type-12-0 | https://hoffman.nvent.com/en-ca/print/pdf/node/125681
Wall Mount | Mild Steel | Type 12 and 13; IP65 | ANSI 61 | 1219 | 914 | 254 | A48P36 A48P36G | 1143 | 838 | A483610LP | FALSE | HOFFMAN |  | UL cUL | https://hoffman.nvent.com/en-ca/products/continuous-hinge-clamps-lp-type-12-0 | https://hoffman.nvent.com/en-ca/print/pdf/node/125681
Wall Mount | Mild Steel | Type 12 and 13; IP65 | ANSI 61 | 1219 | 914 | 305 | A48P36 A48P36G | 1143 | 838 | A483612LP | FALSE | HOFFMAN |  | UL cUL | https://hoffman.nvent.com/en-ca/products/continuous-hinge-clamps-lp-type-12-0 | https://hoffman.nvent.com/en-ca/print/pdf/node/125681
Wall Mount | Mild Steel | Type 12 and 13; IP65 | ANSI 61 | 1219 | 914 | 406 | A48P36 A48P36G | 1143 | 838 | A483616LP | FALSE | HOFFMAN |  | UL cUL | https://hoffman.nvent.com/en-ca/products/continuous-hinge-clamps-lp-type-12-0 | https://hoffman.nvent.com/en-ca/print/pdf/node/125681
Wall Mount | Mild Steel | Type 12 and 13; IP65 | ANSI 61 | 1219 | 914 | 508 | A48P36 A48P36G | 1143 | 838 | A483620LP | FALSE | HOFFMAN |  | UL cUL | https://hoffman.nvent.com/en-ca/products/continuous-hinge-clamps-lp-type-12-0 | https://hoffman.nvent.com/en-ca/print/pdf/node/125681
Wall Mount | Mild Steel | Type 12 and 13; IP65 | ANSI 61 | 1524 | 914 | 254 | A60P36 A60P36G | 1448 | 838 | A603610LP | FALSE | HOFFMAN |  | UL cUL | https://hoffman.nvent.com/en-ca/products/continuous-hinge-clamps-lp-type-12-0 | https://hoffman.nvent.com/en-ca/print/pdf/node/125681
Wall Mount | Mild Steel | Type 12 and 13; IP65 | ANSI 61 | 1524 | 914 | 305 | A60P36 A60P36G | 1448 | 838 | A603612LP | FALSE | HOFFMAN |  | UL cUL | https://hoffman.nvent.com/en-ca/products/continuous-hinge-clamps-lp-type-12-0 | https://hoffman.nvent.com/en-ca/print/pdf/node/125681
Wall Mount | Mild Steel | Type 12 and 13; IP65 | ANSI 61 | 1524 | 914 | 406 | A60P36 A60P36G | 1448 | 838 | A603616LP | FALSE | HOFFMAN |  | UL cUL | https://hoffman.nvent.com/en-ca/products/continuous-hinge-clamps-lp-type-12-0 | https://hoffman.nvent.com/en-ca/print/pdf/node/125681
Wall Mount | Mild Steel | Type 12 and 13; IP65 | ANSI 61 | 1524 | 914 | 508 | A60P36 A60P36G | 1448 | 838 | A603620LP | FALSE | HOFFMAN |  | UL cUL | https://hoffman.nvent.com/en-ca/products/continuous-hinge-clamps-lp-type-12-0 | https://hoffman.nvent.com/en-ca/print/pdf/node/125681
Wall Mount | Mild Steel | Type 12 and 13; IP65 | ANSI 61 | 1524 | 914 | 203 | A60P36 A60P36G | 1448 | 838 | A603608LP | FALSE | HOFFMAN |  | UL cUL | https://hoffman.nvent.com/en-ca/products/continuous-hinge-clamps-lp-type-12-0 | https://hoffman.nvent.com/en-ca/print/pdf/node/125681
Wall Mount | Mild Steel | Type 12 and 13; IP65 | ANSI 61 | 1829 | 914 | 305 | A72P36 A72P36G | 1753 | 838 | A723612LP | FALSE | HOFFMAN |  | UL cUL | https://hoffman.nvent.com/en-ca/products/continuous-hinge-clamps-lp-type-12-0 | https://hoffman.nvent.com/en-ca/print/pdf/node/125681
Wall Mount | Stainless Steel 304 | Type 4, 4X, 12; IP66 | Unpainted | 406 | 406 | 203 | A16P16SS6 A16P16 A16P16G | 330 | 330 | HSDH161608SS | FALSE | HOFFMAN |  | UL cUL | https://hoffman.nvent.com/en-ca/products/hyshed-hinge-cover-enclosure-type-4x-ip69-0 | https://hoffman.nvent.com/en-ca/print/pdf/node/130641
Wall Mount | Stainless Steel 304 | Type 4, 4X, 12; IP66 | Unpainted | 508 | 406 | 203 | A20P16SS6 A20P16 A20P16G | 432 | 330 | HSDH201608SS | FALSE | HOFFMAN |  | UL cUL | https://hoffman.nvent.com/en-ca/products/hyshed-hinge-cover-enclosure-type-4x-ip69-0 | https://hoffman.nvent.com/en-ca/print/pdf/node/130641
Wall Mount | Stainless Steel 304 | Type 4, 4X, 12; IP66 | Unpainted | 508 | 508 | 254 | A20P20SS6 A20P20 A20P20G | 432 | 432 | HSDH202010SS | FALSE | HOFFMAN |  | UL cUL | https://hoffman.nvent.com/en-ca/products/hyshed-hinge-cover-enclosure-type-4x-ip69-0 | https://hoffman.nvent.com/en-ca/print/pdf/node/130641
Wall Mount | Stainless Steel 304 | Type 4, 4X, 12; IP66 | Unpainted | 508 | 508 | 203 | A20P20SS6 A20P20 A20P20G | 432 | 432 | HSDH202008SS | FALSE | HOFFMAN |  | UL cUL | https://hoffman.nvent.com/en-ca/products/hyshed-hinge-cover-enclosure-type-4x-ip69-0 | https://hoffman.nvent.com/en-ca/print/pdf/node/130641
Wall Mount | Stainless Steel 304 | Type 4, 4X, 12; IP66 | Unpainted | 610 | 508 | 254 | A24P20SS6 A24P20 A24P20G | 533 | 432 | HSDH242010SS | FALSE | HOFFMAN |  | UL cUL | https://hoffman.nvent.com/en-ca/products/hyshed-hinge-cover-enclosure-type-4x-ip69-0 | https://hoffman.nvent.com/en-ca/print/pdf/node/130641
Wall Mount | Stainless Steel 304 | Type 4, 4X, 12; IP66 | Unpainted | 610 | 508 | 305 | A24P20SS6 A24P20 A24P20G | 533 | 432 | HSDH242012SS | FALSE | HOFFMAN |  | UL cUL | https://hoffman.nvent.com/en-ca/products/hyshed-hinge-cover-enclosure-type-4x-ip69-0 | https://hoffman.nvent.com/en-ca/print/pdf/node/130641
Wall Mount | Stainless Steel 304 | Type 4, 4X, 12; IP66 | Unpainted | 610 | 508 | 203 | A24P20SS6 A24P20 A24P20G | 533 | 432 | HSDH242008SS | FALSE | HOFFMAN |  | UL cUL | https://hoffman.nvent.com/en-ca/products/hyshed-hinge-cover-enclosure-type-4x-ip69-0 | https://hoffman.nvent.com/en-ca/print/pdf/node/130641
Wall Mount | Stainless Steel 304 | Type 4, 4X, 12; IP66 | Unpainted | 610 | 610 | 254 | A24P24SS6 A24P24 A24P24G | 533 | 533 | HSDH242410SS | FALSE | HOFFMAN |  | UL cUL | https://hoffman.nvent.com/en-ca/products/hyshed-hinge-cover-enclosure-type-4x-ip69-0 | https://hoffman.nvent.com/en-ca/print/pdf/node/130641
Wall Mount | Stainless Steel 304 | Type 4, 4X, 12; IP66 | Unpainted | 610 | 610 | 305 | A24P24SS6 A24P24 A14P12 A24P24G | 533 | 533 | HSDH242412SS | FALSE | HOFFMAN |  | UL cUL | https://hoffman.nvent.com/en-ca/products/hyshed-hinge-cover-enclosure-type-4x-ip69-0 | https://hoffman.nvent.com/en-ca/print/pdf/node/130641
Wall Mount | Stainless Steel 304 | Type 4, 4X, 12; IP66 | Unpainted | 610 | 610 | 203 | A24P24SS6 A24P24 A24P24G | 533 | 533 | HSDH242408SS | FALSE | HOFFMAN |  | UL cUL | https://hoffman.nvent.com/en-ca/products/hyshed-hinge-cover-enclosure-type-4x-ip69-0 | https://hoffman.nvent.com/en-ca/print/pdf/node/130641
Wall Mount | Stainless Steel 304 | Type 4, 4X, 12; IP66 | Unpainted | 762 | 610 | 305 | A30P24SS6 A30P24 A30P24G | 686 | 533 | HSDH302412SS | FALSE | HOFFMAN |  | UL cUL | https://hoffman.nvent.com/en-ca/products/hyshed-hinge-cover-enclosure-type-4x-ip69-0 | https://hoffman.nvent.com/en-ca/print/pdf/node/130641
Wall Mount | Stainless Steel 304 | Type 4, 4X, 12; IP66 | Unpainted | 762 | 610 | 203 | A30P24SS6 A30P24 A30P24G | 686 | 533 | HSDH302408SS | FALSE | HOFFMAN |  | UL cUL | https://hoffman.nvent.com/en-ca/products/hyshed-hinge-cover-enclosure-type-4x-ip69-0 | https://hoffman.nvent.com/en-ca/print/pdf/node/130641
Wall Mount | Stainless Steel 304 | Type 4, 4X, 12; IP66 | Unpainted | 914 | 762 | 305 | A36P30SS6 A36P30 A36P30G | 838 | 686 | HSDH363012SS | FALSE | HOFFMAN |  | UL cUL | https://hoffman.nvent.com/en-ca/products/hyshed-hinge-cover-enclosure-type-4x-ip69-0 | https://hoffman.nvent.com/en-ca/print/pdf/node/130641
Wall Mount | Stainless Steel 304 | Type 4, 4X, 12; IP66 | Unpainted | 914 | 762 | 406 | A36P30SS6 A36P30 A36P30G | 838 | 686 | HSDH363016SS | FALSE | HOFFMAN |  | UL cUL | https://hoffman.nvent.com/en-ca/products/hyshed-hinge-cover-enclosure-type-4x-ip69-0 | https://hoffman.nvent.com/en-ca/print/pdf/node/130641
Wall Mount | Stainless Steel 304 | Type 4, 4X, 12; IP66 | Unpainted | 1067 | 914 | 305 | A42P36SS6 A42P36 A42P36G | 991 | 838 | HSDH423612SS | FALSE | HOFFMAN |  | UL cUL | https://hoffman.nvent.com/en-ca/products/hyshed-hinge-cover-enclosure-type-4x-ip69-0 | https://hoffman.nvent.com/en-ca/print/pdf/node/130641
Wall Mount | Stainless Steel 304 | Type 4, 4X, 12; IP66 | Unpainted | 1067 | 914 | 406 | A42P36SS6 A42P36 A42P36G | 991 | 838 | HSDH423616SS | FALSE | HOFFMAN |  | UL cUL | https://hoffman.nvent.com/en-ca/products/hyshed-hinge-cover-enclosure-type-4x-ip69-0 | https://hoffman.nvent.com/en-ca/print/pdf/node/130641
Wall Mount | Stainless Steel 304 | Type 4, 4X, 12; IP66 | Unpainted | 1219 | 914 | 305 | A48P36SS6 A48P36 A48P36G | 1143 | 838 | HSDH483612SS | FALSE | HOFFMAN |  | UL cUL | https://hoffman.nvent.com/en-ca/products/hyshed-hinge-cover-enclosure-type-4x-ip69-0 | https://hoffman.nvent.com/en-ca/print/pdf/node/130641
Wall Mount | Stainless Steel 304 | Type 4, 4X, 12; IP66 | Unpainted | 1219 | 914 | 406 | A48P36SS6 A48P36 A48P36G | 1143 | 838 | HSDH483616SS | FALSE | HOFFMAN |  | UL cUL | https://hoffman.nvent.com/en-ca/products/hyshed-hinge-cover-enclosure-type-4x-ip69-0 | https://hoffman.nvent.com/en-ca/print/pdf/node/130641
Wall Mount | Stainless Steel 304 | Type 4, 4X, 12; IP66 | Unpainted | 254 | 203 | 102 | A8P6SS A8P6 A8P6G | 171 | 124 | WS100804SS | FALSE | HOFFMAN |  | UL cUL | https://hoffman.nvent.com/en-ca/products/watershed-stainless-steel-wallmount-sloped-top-type-4x | https://hoffman.nvent.com/en-ca/print/pdf/node/127806
Wall Mount | Stainless Steel 304 | Type 4, 4X, 12; IP66 | Unpainted | 305 | 254 | 152 | A10P8SS A10P8 A10P8G | 222 | 175 | WS121006SS | FALSE | HOFFMAN |  | UL cUL | https://hoffman.nvent.com/en-ca/products/watershed-stainless-steel-wallmount-sloped-top-type-4x | https://hoffman.nvent.com/en-ca/print/pdf/node/127806
Wall Mount | Stainless Steel 304 | Type 4, 4X, 12; IP66 | Unpainted | 356 | 305 | 203 | A12P10SS A12P10 A12P10G | 273 | 226 | WS141208SS | FALSE | HOFFMAN |  | UL cUL | https://hoffman.nvent.com/en-ca/products/watershed-stainless-steel-wallmount-sloped-top-type-4x | https://hoffman.nvent.com/en-ca/print/pdf/node/127806
Wall Mount | Stainless Steel 304 | Type 4, 4X, 12; IP66 | Unpainted | 406 | 305 | 203 | A16P12SS6 A16P12 A16P12G | 330 | 229 | WS161208SS | FALSE | HOFFMAN |  | UL cUL | https://hoffman.nvent.com/en-ca/products/watershed-stainless-steel-wallmount-sloped-top-type-4x | https://hoffman.nvent.com/en-ca/print/pdf/node/127806
Wall Mount | Stainless Steel 304 | Type 4, 4X, 12; IP66 | Unpainted | 406 | 406 | 203 | A16P16SS6 A16P16 A16P16G | 330 | 330 | WS161608SS | FALSE | HOFFMAN |  | UL cUL | https://hoffman.nvent.com/en-ca/products/watershed-stainless-steel-wallmount-sloped-top-type-4x | https://hoffman.nvent.com/en-ca/print/pdf/node/127806
Wall Mount | Stainless Steel 304 | Type 4, 4X, 12; IP66 | Unpainted | 508 | 406 | 305 | A20P16SS6 A20P16 A20P16G | 432 | 330 | WS201612SS | FALSE | HOFFMAN |  | UL cUL | https://hoffman.nvent.com/en-ca/products/watershed-stainless-steel-wallmount-sloped-top-type-4x | https://hoffman.nvent.com/en-ca/print/pdf/node/127806
Wall Mount | Stainless Steel 304 | Type 4, 4X, 12; IP66 | Unpainted | 508 | 406 | 203 | A20P16SS6 A20P16 A20P16G | 432 | 330 | WS201608SS | FALSE | HOFFMAN |  | UL cUL | https://hoffman.nvent.com/en-ca/products/watershed-stainless-steel-wallmount-sloped-top-type-4x | https://hoffman.nvent.com/en-ca/print/pdf/node/127806
Wall Mount | Stainless Steel 304 | Type 4, 4X, 12; IP66 | Unpainted | 508 | 508 | 305 | A20P20SS6 A20P20 A20P20G | 432 | 432 | WS202012SS | FALSE | HOFFMAN |  | UL cUL | https://hoffman.nvent.com/en-ca/products/watershed-stainless-steel-wallmount-sloped-top-type-4x | https://hoffman.nvent.com/en-ca/print/pdf/node/127806
Wall Mount | Stainless Steel 304 | Type 4, 4X, 12; IP66 | Unpainted | 508 | 508 | 203 | A20P20SS6 A20P20 A20P20G | 432 | 432 | WS202008SS | FALSE | HOFFMAN |  | UL cUL | https://hoffman.nvent.com/en-ca/products/watershed-stainless-steel-wallmount-sloped-top-type-4x | https://hoffman.nvent.com/en-ca/print/pdf/node/127806
Wall Mount | Stainless Steel 304 | Type 4, 4X, 12; IP66 | Unpainted | 610 | 508 | 203 | A24P20SS6 A24P20 A24P20G | 533 | 432 | WS242008SS | FALSE | HOFFMAN |  | UL cUL | https://hoffman.nvent.com/en-ca/products/watershed-stainless-steel-wallmount-sloped-top-type-4x | https://hoffman.nvent.com/en-ca/print/pdf/node/127806
Wall Mount | Stainless Steel 304 | Type 4, 4X, 12; IP66 | Unpainted | 610 | 610 | 305 | A24P24SS6 A24P24 A24P24G | 533 | 533 | WS242412SS | FALSE | HOFFMAN |  | UL cUL | https://hoffman.nvent.com/en-ca/products/watershed-stainless-steel-wallmount-sloped-top-type-4x | https://hoffman.nvent.com/en-ca/print/pdf/node/127806
Wall Mount | Stainless Steel 304 | Type 4, 4X, 12; IP66 | Unpainted | 610 | 610 | 203 | A24P24SS6 A24P24 A24P24G | 533 | 533 | WS242408SS | FALSE | HOFFMAN |  | UL cUL | https://hoffman.nvent.com/en-ca/products/watershed-stainless-steel-wallmount-sloped-top-type-4x | https://hoffman.nvent.com/en-ca/print/pdf/node/127806
Wall Mount | Stainless Steel 304 | Type 4, 4X, 12; IP66 | Unpainted | 762 | 610 | 305 | A30P24SS6 A30P24 A30P24G | 686 | 533 | WS302412SS | FALSE | HOFFMAN |  | UL cUL | https://hoffman.nvent.com/en-ca/products/watershed-stainless-steel-wallmount-sloped-top-type-4x | https://hoffman.nvent.com/en-ca/print/pdf/node/127806
Wall Mount | Stainless Steel 304 | Type 4, 4X, 12; IP66 | Unpainted | 762 | 610 | 203 | A30P24SS6 A30P24 A30P24G | 686 | 533 | WS302408SS | FALSE | HOFFMAN |  | UL cUL | https://hoffman.nvent.com/en-ca/products/watershed-stainless-steel-wallmount-sloped-top-type-4x | https://hoffman.nvent.com/en-ca/print/pdf/node/127806
Wall Mount | Stainless Steel 304 | Type 4, 4X, 12; IP66 | Unpainted | 762 | 762 | 203 | A30P30SS6 A30P30 A30P30G | 686 | 686 | WS303008SS | FALSE | HOFFMAN |  | UL cUL | https://hoffman.nvent.com/en-ca/products/watershed-stainless-steel-wallmount-sloped-top-type-4x | https://hoffman.nvent.com/en-ca/print/pdf/node/127806
Wall Mount | Stainless Steel 304 | Type 4, 4X, 12; IP66 | Unpainted | 914 | 762 | 305 | A36P30SS6 A36P30 A36P30G | 838 | 686 | WS363012SS | FALSE | HOFFMAN |  | UL cUL | https://hoffman.nvent.com/en-ca/products/watershed-stainless-steel-wallmount-sloped-top-type-4x | https://hoffman.nvent.com/en-ca/print/pdf/node/127806
Wall Mount | Stainless Steel 304 | Type 4, 4X, 12; IP66 | Unpainted | 914 | 762 | 406 | A36P30SS6 A36P30 A36P30 | 838 | 686 | WS363016SS | FALSE | HOFFMAN |  | UL cUL | https://hoffman.nvent.com/en-ca/products/watershed-stainless-steel-wallmount-sloped-top-type-4x | https://hoffman.nvent.com/en-ca/print/pdf/node/127806
Wall Mount | Stainless Steel 304 | Type 4, 4X, 12; IP66 | Unpainted | 914 | 762 | 203 | A36P30SS6 A36P30 A36P30G | 838 | 686 | WS363008SS | FALSE | HOFFMAN |  | UL cUL | https://hoffman.nvent.com/en-ca/products/watershed-stainless-steel-wallmount-sloped-top-type-4x | https://hoffman.nvent.com/en-ca/print/pdf/node/127806
Wall Mount | Stainless Steel 304 | Type 4, 4X, 12; IP66 | Unpainted | 914 | 914 | 305 | A36P36SS6 A36P36 A36P36G | 838 | 838 | WS363612SS | FALSE | HOFFMAN |  | UL cUL | https://hoffman.nvent.com/en-ca/products/watershed-stainless-steel-wallmount-sloped-top-type-4x | https://hoffman.nvent.com/en-ca/print/pdf/node/127806
Wall Mount | Stainless Steel 304 | Type 4, 4X, 12; IP66 | Unpainted | 1219 | 914 | 406 | A48P36SS6 A48P36 A48P36G | 1143 | 838 | WS483616SS | FALSE | HOFFMAN |  | UL cUL | https://hoffman.nvent.com/en-ca/products/watershed-stainless-steel-wallmount-sloped-top-type-4x | https://hoffman.nvent.com/en-ca/print/pdf/node/127806
Wall Mount | Stainless Steel 304 | Type 4, 4X, 12; IP66 | Unpainted | 1524 | 914 | 406 | A60P36SS6 A60P36 A60P36G | 1448 | 838 | WS603616SS | FALSE | HOFFMAN |  | UL cUL | https://hoffman.nvent.com/en-ca/products/watershed-stainless-steel-wallmount-sloped-top-type-4x | https://hoffman.nvent.com/en-ca/print/pdf/node/127806
Wall Mount | Stainless Steel 304 | Type 4, 4X, 12; IP66 | Unpainted | 203 | 152 | 102 | A6P4SS A6P4 A6P4G | 124 | 73 | WS080604SS | FALSE | HOFFMAN |  | UL cUL | https://hoffman.nvent.com/en-ca/products/watershed-stainless-steel-wallmount-sloped-top-type-4x | https://hoffman.nvent.com/en-ca/print/pdf/node/127806
Wall Mount | Stainless Steel 316L | Type 4, 4X, 12; IP66 | Unpainted | 260 | 260 | 160 | ATEX26P26 ATEX26P26G | 214 | 214 | ATEX262616SS61 | FALSE | HOFFMAN |  | UL cUL | https://hoffman.nvent.com/en-ca/products/zonex-atex-iecex-type-4x-hinged-316ss-atex-design | https://hoffman.nvent.com/en-ca/print/pdf/node/124786
Wall Mount | Stainless Steel 316L | Type 4, 4X, 12; IP66 | Unpainted | 260 | 260 | 160 | ATEX26P26 ATEX26P26G | 214 | 214 | ATEX262616SS63 | FALSE | HOFFMAN |  | UL cUL | https://hoffman.nvent.com/en-ca/products/zonex-atex-iecex-type-4x-hinged-316ss-atex-design | https://hoffman.nvent.com/en-ca/print/pdf/node/124786
Wall Mount | Stainless Steel 316L | Type 4, 4X, 12; IP66 | Unpainted | 260 | 260 | 205 | ATEX26P26 ATEX26P26G | 214 | 214 | ATEX262620SS61 | FALSE | HOFFMAN |  | UL cUL | https://hoffman.nvent.com/en-ca/products/zonex-atex-iecex-type-4x-hinged-316ss-atex-design | https://hoffman.nvent.com/en-ca/print/pdf/node/124786
Wall Mount | Stainless Steel 316L | Type 4, 4X, 12; IP66 | Unpainted | 260 | 260 | 205 | ATEX26P26 ATEX26P26G | 214 | 214 | ATEX262620SS63 | FALSE | HOFFMAN |  | UL cUL | https://hoffman.nvent.com/en-ca/products/zonex-atex-iecex-type-4x-hinged-316ss-atex-design | https://hoffman.nvent.com/en-ca/print/pdf/node/124786
Wall Mount | Stainless Steel 316L | Type 4, 4X, 12; IP66 | Unpainted | 306 | 306 | 160 | ATEX30P30 ATEX30P30G | 260 | 260 | ATEX303016SS61 | FALSE | HOFFMAN |  | UL cUL | https://hoffman.nvent.com/en-ca/products/zonex-atex-iecex-type-4x-hinged-316ss-atex-design | https://hoffman.nvent.com/en-ca/print/pdf/node/124786
Wall Mount | Stainless Steel 316L | Type 4, 4X, 12; IP66 | Unpainted | 306 | 306 | 160 | ATEX30P30 ATEX30P30G | 260 | 260 | ATEX303016SS63 | FALSE | HOFFMAN |  | UL cUL | https://hoffman.nvent.com/en-ca/products/zonex-atex-iecex-type-4x-hinged-316ss-atex-design | https://hoffman.nvent.com/en-ca/print/pdf/node/124786
Wall Mount | Stainless Steel 316L | Type 4, 4X, 12; IP66 | Unpainted | 306 | 306 | 205 | ATEX30P30 ATEX30P30G | 260 | 260 | ATEX303020SS61 | FALSE | HOFFMAN |  | UL cUL | https://hoffman.nvent.com/en-ca/products/zonex-atex-iecex-type-4x-hinged-316ss-atex-design | https://hoffman.nvent.com/en-ca/print/pdf/node/124786
Wall Mount | Stainless Steel 316L | Type 4, 4X, 12; IP66 | Unpainted | 306 | 306 | 205 | ATEX30P30 ATEX30P30G | 260 | 260 | ATEX303020SS63 | FALSE | HOFFMAN |  | UL cUL | https://hoffman.nvent.com/en-ca/products/zonex-atex-iecex-type-4x-hinged-316ss-atex-design | https://hoffman.nvent.com/en-ca/print/pdf/node/124786
Wall Mount | Stainless Steel 316L | Type 4, 4X, 12; IP66 | Unpainted | 380 | 260 | 160 | ATEX38P26 ATEX38P26G | 334 | 214 | ATEX382616SS61 | FALSE | HOFFMAN |  | UL cUL | https://hoffman.nvent.com/en-ca/products/zonex-atex-iecex-type-4x-hinged-316ss-atex-design | https://hoffman.nvent.com/en-ca/print/pdf/node/124786
Wall Mount | Stainless Steel 316L | Type 4, 4X, 12; IP66 | Unpainted | 380 | 260 | 160 | ATEX38P26 ATEX38P26G | 334 | 214 | ATEX382616SS63 | FALSE | HOFFMAN |  | UL cUL | https://hoffman.nvent.com/en-ca/products/zonex-atex-iecex-type-4x-hinged-316ss-atex-design | https://hoffman.nvent.com/en-ca/print/pdf/node/124786
Wall Mount | Stainless Steel 316L | Type 4, 4X, 12; IP66 | Unpainted | 380 | 260 | 205 | ATEX38P26 ATEX38P26G | 334 | 214 | ATEX382620SS61 | FALSE | HOFFMAN |  | UL cUL | https://hoffman.nvent.com/en-ca/products/zonex-atex-iecex-type-4x-hinged-316ss-atex-design | https://hoffman.nvent.com/en-ca/print/pdf/node/124786
Wall Mount | Stainless Steel 316L | Type 4, 4X, 12; IP66 | Unpainted | 380 | 260 | 205 | ATEX38P26 ATEX38P26G | 334 | 214 | ATEX382620SS63 | FALSE | HOFFMAN |  | UL cUL | https://hoffman.nvent.com/en-ca/products/zonex-atex-iecex-type-4x-hinged-316ss-atex-design | https://hoffman.nvent.com/en-ca/print/pdf/node/124786
Wall Mount | Stainless Steel 316L | Type 4, 4X, 12; IP66 | Unpainted | 458 | 382 | 160 | ATEX45P38 ATEX45P38G | 412 | 336 | ATEX453816SS61 | FALSE | HOFFMAN |  | UL cUL | https://hoffman.nvent.com/en-ca/products/zonex-atex-iecex-type-4x-hinged-316ss-atex-design | https://hoffman.nvent.com/en-ca/print/pdf/node/124786
Wall Mount | Stainless Steel 316L | Type 4, 4X, 12; IP66 | Unpainted | 458 | 382 | 160 | ATEX45P38 ATEX45P38G | 412 | 336 | ATEX453816SS63 | FALSE | HOFFMAN |  | UL cUL | https://hoffman.nvent.com/en-ca/products/zonex-atex-iecex-type-4x-hinged-316ss-atex-design | https://hoffman.nvent.com/en-ca/print/pdf/node/124786
Wall Mount | Stainless Steel 316L | Type 4, 4X, 12; IP66 | Unpainted | 480 | 480 | 205 | ATEX48P48 ATEX48P48G | 434 | 434 | ATEX484820SS61 | FALSE | HOFFMAN |  | UL cUL | https://hoffman.nvent.com/en-ca/products/zonex-atex-iecex-type-4x-hinged-316ss-atex-design | https://hoffman.nvent.com/en-ca/print/pdf/node/124786
Wall Mount | Stainless Steel 316L | Type 4, 4X, 12; IP66 | Unpainted | 480 | 480 | 205 | ATEX48P48 ATEX48P48G | 434 | 434 | ATEX484820SS63 | FALSE | HOFFMAN |  | UL cUL | https://hoffman.nvent.com/en-ca/products/zonex-atex-iecex-type-4x-hinged-316ss-atex-design | https://hoffman.nvent.com/en-ca/print/pdf/node/124786
Wall Mount | Stainless Steel 316L | Type 4, 4X, 12; IP66 | Unpainted | 500 | 350 | 160 | ATEX50P35 ATEX50P35G | 454 | 304 | ATEX503516SS61 | FALSE | HOFFMAN |  | UL cUL | https://hoffman.nvent.com/en-ca/products/zonex-atex-iecex-type-4x-hinged-316ss-atex-design | https://hoffman.nvent.com/en-ca/print/pdf/node/124786
Wall Mount | Stainless Steel 316L | Type 4, 4X, 12; IP66 | Unpainted | 500 | 350 | 160 | ATEX50P35 ATEX50P35G | 454 | 304 | ATEX503516SS63 | FALSE | HOFFMAN |  | UL cUL | https://hoffman.nvent.com/en-ca/products/zonex-atex-iecex-type-4x-hinged-316ss-atex-design | https://hoffman.nvent.com/en-ca/print/pdf/node/124786
Wall Mount | Stainless Steel 316L | Type 4, 4X, 12; IP66 | Unpainted | 500 | 350 | 205 | ATEX50P35 ATEX50P35G | 454 | 304 | ATEX503520SS61 | FALSE | HOFFMAN |  | UL cUL | https://hoffman.nvent.com/en-ca/products/zonex-atex-iecex-type-4x-hinged-316ss-atex-design | https://hoffman.nvent.com/en-ca/print/pdf/node/124786
Wall Mount | Stainless Steel 316L | Type 4, 4X, 12; IP66 | Unpainted | 500 | 350 | 205 | ATEX50P35 ATEX50P35G | 454 | 304 | ATEX503520SS63 | FALSE | HOFFMAN |  | UL cUL | https://hoffman.nvent.com/en-ca/products/zonex-atex-iecex-type-4x-hinged-316ss-atex-design | https://hoffman.nvent.com/en-ca/print/pdf/node/124786
Wall Mount | Stainless Steel 316L | Type 4, 4X, 12; IP66 | Unpainted | 620 | 450 | 205 | ATEX62P45 ATEX62P45G | 574 | 404 | ATEX624520SS61 | FALSE | HOFFMAN |  | UL cUL | https://hoffman.nvent.com/en-ca/products/zonex-atex-iecex-type-4x-hinged-316ss-atex-design | https://hoffman.nvent.com/en-ca/print/pdf/node/124786
Wall Mount | Stainless Steel 316L | Type 4, 4X, 12; IP66 | Unpainted | 620 | 450 | 205 | ATEX62P45 ATEX62P45G | 574 | 404 | ATEX624520SS63 | FALSE | HOFFMAN |  | UL cUL | https://hoffman.nvent.com/en-ca/products/zonex-atex-iecex-type-4x-hinged-316ss-atex-design | https://hoffman.nvent.com/en-ca/print/pdf/node/124786
Wall Mount | Stainless Steel 316L | Type 4, 4X, 12; IP66 | Unpainted | 740 | 550 | 205 | ATEX74P55 ATEX74P55G | 694 | 504 | ATEX745520SS61 | FALSE | HOFFMAN |  | UL cUL | https://hoffman.nvent.com/en-ca/products/zonex-atex-iecex-type-4x-hinged-316ss-atex-design | https://hoffman.nvent.com/en-ca/print/pdf/node/124786
Wall Mount | Stainless Steel 316L | Type 4, 4X, 12; IP66 | Unpainted | 740 | 550 | 205 | ATEX74P55 ATEX74P55G | 694 | 504 | ATEX745520SS63 | FALSE | HOFFMAN |  | UL cUL | https://hoffman.nvent.com/en-ca/products/zonex-atex-iecex-type-4x-hinged-316ss-atex-design | https://hoffman.nvent.com/en-ca/print/pdf/node/124786
Wall Mount | Stainless Steel 316L | Type 4, 4X, 12; IP66 | Unpainted | 762 | 508 | 205 | ATEX76P50 ATEX76P50G | 716 | 462 | ATEX765020SS61 | FALSE | HOFFMAN |  | UL cUL | https://hoffman.nvent.com/en-ca/products/zonex-atex-iecex-type-4x-hinged-316ss-atex-design | https://hoffman.nvent.com/en-ca/print/pdf/node/124786
Wall Mount | Stainless Steel 316L | Type 4, 4X, 12; IP66 | Unpainted | 762 | 508 | 205 | ATEX76P50 ATEX76P50G | 716 | 462 | ATEX765020SS63 | FALSE | HOFFMAN |  | UL cUL | https://hoffman.nvent.com/en-ca/products/zonex-atex-iecex-type-4x-hinged-316ss-atex-design | https://hoffman.nvent.com/en-ca/print/pdf/node/124786
Wall Mount | Stainless Steel 316L | Type 4, 4X, 12; IP66 | Unpainted | 305 | 305 | 152 | CP1212G |  |  | EXE12126SS61 | FALSE | HOFFMAN |  | cUL | https://hoffman.nvent.com/en-ca/products/zonex-atex-iecex-type-4x-hinged-316ss-exe-design | https://hoffman.nvent.com/en-ca/print/pdf/node/124791
Wall Mount | Stainless Steel 316L | Type 4, 4X, 12; IP66 | Unpainted | 305 | 305 | 203 | CP1212G |  |  | EXE12128SS61 | FALSE | HOFFMAN |  | cUL | https://hoffman.nvent.com/en-ca/products/zonex-atex-iecex-type-4x-hinged-316ss-exe-design | https://hoffman.nvent.com/en-ca/print/pdf/node/124791
Wall Mount | Stainless Steel 316L | Type 4, 4X, 12; IP66 | Unpainted | 406 | 305 | 152 | CP1612G |  |  | EXE16126SS61 | FALSE | HOFFMAN |  | cUL | https://hoffman.nvent.com/en-ca/products/zonex-atex-iecex-type-4x-hinged-316ss-exe-design | https://hoffman.nvent.com/en-ca/print/pdf/node/124791
Wall Mount | Stainless Steel 316L | Type 4, 4X, 12; IP66 | Unpainted | 406 | 305 | 203 | CP1612G |  |  | EXE16128SS61 | FALSE | HOFFMAN |  | cUL | https://hoffman.nvent.com/en-ca/products/zonex-atex-iecex-type-4x-hinged-316ss-exe-design | https://hoffman.nvent.com/en-ca/print/pdf/node/124791
Wall Mount | Stainless Steel 316L | Type 4, 4X, 12; IP66 | Unpainted | 406 | 406 | 152 | CP1616G |  |  | EXE16166SS61 | FALSE | HOFFMAN |  | cUL | https://hoffman.nvent.com/en-ca/products/zonex-atex-iecex-type-4x-hinged-316ss-exe-design | https://hoffman.nvent.com/en-ca/print/pdf/node/124791
Wall Mount | Stainless Steel 316L | Type 4, 4X, 12; IP66 | Unpainted | 406 | 406 | 203 | CP1616G |  |  | EXE16168SS61 | FALSE | HOFFMAN |  | cUL | https://hoffman.nvent.com/en-ca/products/zonex-atex-iecex-type-4x-hinged-316ss-exe-design | https://hoffman.nvent.com/en-ca/print/pdf/node/124791
Wall Mount | Stainless Steel 316L | Type 4, 4X, 12; IP66 | Unpainted | 508 | 406 | 152 | CP2016G |  |  | EXE20166SS61 | FALSE | HOFFMAN |  | cUL | https://hoffman.nvent.com/en-ca/products/zonex-atex-iecex-type-4x-hinged-316ss-exe-design | https://hoffman.nvent.com/en-ca/print/pdf/node/124791
Wall Mount | Stainless Steel 316L | Type 4, 4X, 12; IP66 | Unpainted | 508 | 406 | 203 | CP2016G |  |  | EXE20168SS61 | FALSE | HOFFMAN |  | cUL | https://hoffman.nvent.com/en-ca/products/zonex-atex-iecex-type-4x-hinged-316ss-exe-design | https://hoffman.nvent.com/en-ca/print/pdf/node/124791
Wall Mount | Stainless Steel 316L | Type 4, 4X, 12; IP66 | Unpainted | 508 | 508 | 203 | CP2020G |  |  | EXE20208SS61 | FALSE | HOFFMAN |  | cUL | https://hoffman.nvent.com/en-ca/products/zonex-atex-iecex-type-4x-hinged-316ss-exe-design | https://hoffman.nvent.com/en-ca/print/pdf/node/124791
Wall Mount | Stainless Steel 316L | Type 4, 4X, 12; IP66 | Unpainted | 610 | 508 | 203 | CP2420G |  |  | EXE24208SS61 | FALSE | HOFFMAN |  | cUL | https://hoffman.nvent.com/en-ca/products/zonex-atex-iecex-type-4x-hinged-316ss-exe-design | https://hoffman.nvent.com/en-ca/print/pdf/node/124791
Wall Mount | Stainless Steel 316L | Type 4, 4X, 12; IP66 | Unpainted | 610 | 610 | 305 | CP2424G |  |  | EXE242412SS61 | FALSE | HOFFMAN |  | cUL | https://hoffman.nvent.com/en-ca/products/zonex-atex-iecex-type-4x-hinged-316ss-exe-design | https://hoffman.nvent.com/en-ca/print/pdf/node/124791
Wall Mount | Stainless Steel 316L | Type 4, 4X, 12; IP66 | Unpainted | 610 | 610 | 203 | CP2424G |  |  | EXE24248SS61 | FALSE | HOFFMAN |  | cUL | https://hoffman.nvent.com/en-ca/products/zonex-atex-iecex-type-4x-hinged-316ss-exe-design | https://hoffman.nvent.com/en-ca/print/pdf/node/124791
Wall Mount | Stainless Steel 316L | Type 4, 4X, 12; IP66 | Unpainted | 762 | 508 | 203 | CP3020G |  |  | EXE30208SS61 | FALSE | HOFFMAN |  | cUL | https://hoffman.nvent.com/en-ca/products/zonex-atex-iecex-type-4x-hinged-316ss-exe-design | https://hoffman.nvent.com/en-ca/print/pdf/node/124791
Wall Mount | Stainless Steel 316L | Type 4, 4X, 12; IP66 | Unpainted | 762 | 610 | 203 | CP3024G |  |  | EXE30248SS61 | FALSE | HOFFMAN |  | cUL | https://hoffman.nvent.com/en-ca/products/zonex-atex-iecex-type-4x-hinged-316ss-exe-design | https://hoffman.nvent.com/en-ca/print/pdf/node/124791
Wall Mount | Stainless Steel 316L | Type 4, 4X, 12; IP66 | Unpainted | 762 | 762 | 305 | CP3030G |  |  | EXE303012SS61 | FALSE | HOFFMAN |  | cUL | https://hoffman.nvent.com/en-ca/products/zonex-atex-iecex-type-4x-hinged-316ss-exe-design | https://hoffman.nvent.com/en-ca/print/pdf/node/124791
Wall Mount | Stainless Steel 316L | Type 4, 4X, 12; IP66 | Unpainted | 914 | 610 | 203 | CP3624G |  |  | EXE36248SS61 | FALSE | HOFFMAN |  | cUL | https://hoffman.nvent.com/en-ca/products/zonex-atex-iecex-type-4x-hinged-316ss-exe-design | https://hoffman.nvent.com/en-ca/print/pdf/node/124791
Wall Mount | Fiberglass | Type 4, 4X, 12, 13; IP66 | RAL 7035 | 254 | 203 | 152 | A10P8 A10P8AL | 222 | 175 | A1086CHSCFG | FALSE | HOFFMAN |  | UL cUL | https://hoffman.nvent.com/en-ca/products/continuous-hinge-type-4x-0 | https://hoffman.nvent.com/en-ca/print/pdf/node/127516
Wall Mount | Fiberglass | Type 4, 4X, 12, 13; IP66 | RAL 7035 | 254 | 203 | 152 | A10P8 A10P8AL | 222 | 175 | A1086CHQRFG | FALSE | HOFFMAN |  | UL cUL | https://hoffman.nvent.com/en-ca/products/continuous-hinge-type-4x-0 | https://hoffman.nvent.com/en-ca/print/pdf/node/127516
Wall Mount | Fiberglass | Type 4, 4X, 12, 13; IP66 | RAL 7035 | 254 | 203 | 152 | A10P8 A10P8AL | 222 | 175 | A1086CHQRFGW | TRUE | HOFFMAN |  | UL cUL | https://hoffman.nvent.com/en-ca/products/continuous-hinge-type-4x-0 | https://hoffman.nvent.com/en-ca/print/pdf/node/127516
Wall Mount | Fiberglass | Type 4, 4X, 12, 13; IP66 | RAL 7035 | 254 | 203 | 152 | A10P8 A10P8AL | 222 | 175 | A1086CHSCFGW | TRUE | HOFFMAN |  | UL cUL | https://hoffman.nvent.com/en-ca/products/continuous-hinge-type-4x-0 | https://hoffman.nvent.com/en-ca/print/pdf/node/127516
Wall Mount | Fiberglass | Type 4, 4X, 12, 13; IP66 | RAL 7035 | 305 | 254 | 152 | A12P10 A12P10AL | 273 | 226 | A12106CHSCFG | FALSE | HOFFMAN |  | UL cUL | https://hoffman.nvent.com/en-ca/products/continuous-hinge-type-4x-0 | https://hoffman.nvent.com/en-ca/print/pdf/node/127516
Wall Mount | Fiberglass | Type 4, 4X, 12, 13; IP66 | RAL 7035 | 305 | 254 | 152 | A12P10 A12P10AL | 273 | 226 | A12106CHQRFG | FALSE | HOFFMAN |  | UL cUL | https://hoffman.nvent.com/en-ca/products/continuous-hinge-type-4x-0 | https://hoffman.nvent.com/en-ca/print/pdf/node/127516
Wall Mount | Fiberglass | Type 4, 4X, 12, 13; IP66 | RAL 7035 | 305 | 254 | 152 | A12P10 A12P10AL | 273 | 226 | A12106CHQRFGW | TRUE | HOFFMAN |  | UL cUL | https://hoffman.nvent.com/en-ca/products/continuous-hinge-type-4x-0 | https://hoffman.nvent.com/en-ca/print/pdf/node/127516
Wall Mount | Fiberglass | Type 4, 4X, 12, 13; IP66 | RAL 7035 | 305 | 254 | 152 | A12P10 A12P10AL | 273 | 226 | A12106CHSCFGW | TRUE | HOFFMAN |  | UL cUL | https://hoffman.nvent.com/en-ca/products/continuous-hinge-type-4x-0 | https://hoffman.nvent.com/en-ca/print/pdf/node/127516
Wall Mount | Fiberglass | Type 4, 4X, 12, 13; IP66 | RAL 7035 | 356 | 305 | 203 | A14P12 A14P12AL | 324 | 276 | A14128CHSCFG | FALSE | HOFFMAN |  | UL cUL | https://hoffman.nvent.com/en-ca/products/continuous-hinge-type-4x-0 | https://hoffman.nvent.com/en-ca/print/pdf/node/127516
Wall Mount | Fiberglass | Type 4, 4X, 12, 13; IP66 | RAL 7035 | 356 | 305 | 203 | A14P12 A14P12AL | 324 | 276 | A14128CHQRFG | FALSE | HOFFMAN |  | UL cUL | https://hoffman.nvent.com/en-ca/products/continuous-hinge-type-4x-0 | https://hoffman.nvent.com/en-ca/print/pdf/node/127516
Wall Mount | Fiberglass | Type 4, 4X, 12, 13; IP66 | RAL 7035 | 356 | 305 | 203 | A14P12 A14P12AL | 324 | 276 | A14128CHQRFGW | TRUE | HOFFMAN |  | UL cUL | https://hoffman.nvent.com/en-ca/products/continuous-hinge-type-4x-0 | https://hoffman.nvent.com/en-ca/print/pdf/node/127516
Wall Mount | Fiberglass | Type 4, 4X, 12, 13; IP66 | RAL 7035 | 356 | 305 | 203 | A14P12 A14P12AL | 324 | 276 | A14128CHSCFGW | TRUE | HOFFMAN |  | UL cUL | https://hoffman.nvent.com/en-ca/products/continuous-hinge-type-4x-0 | https://hoffman.nvent.com/en-ca/print/pdf/node/127516
Wall Mount | Fiberglass | Type 4, 4X, 12, 13; IP66 | RAL 7035 | 406 | 356 | 203 | A16P14 A16P14AL | 375 | 327 | A16148CHSCFG | FALSE | HOFFMAN |  | UL cUL | https://hoffman.nvent.com/en-ca/products/continuous-hinge-type-4x-0 | https://hoffman.nvent.com/en-ca/print/pdf/node/127516
Wall Mount | Fiberglass | Type 4, 4X, 12, 13; IP66 | RAL 7035 | 406 | 356 | 203 | A16P14 A16P14AL | 375 | 327 | A16148CHQRFG | FALSE | HOFFMAN |  | UL cUL | https://hoffman.nvent.com/en-ca/products/continuous-hinge-type-4x-0 | https://hoffman.nvent.com/en-ca/print/pdf/node/127516
Wall Mount | Fiberglass | Type 4, 4X, 12, 13; IP66 | RAL 7035 | 406 | 356 | 203 | A16P14 A16P14AL | 375 | 327 | A16148CHQRFGW | TRUE | HOFFMAN |  | UL cUL | https://hoffman.nvent.com/en-ca/products/continuous-hinge-type-4x-0 | https://hoffman.nvent.com/en-ca/print/pdf/node/127516
Wall Mount | Fiberglass | Type 4, 4X, 12, 13; IP66 | RAL 7035 | 406 | 356 | 203 | A16P14 A16P14AL | 375 | 327 | A16148CHSCFGW | TRUE | HOFFMAN |  | UL cUL | https://hoffman.nvent.com/en-ca/products/continuous-hinge-type-4x-0 | https://hoffman.nvent.com/en-ca/print/pdf/node/127516
Wall Mount | Fiberglass | Type 4, 4X, 12, 13; IP66 | RAL 7035 | 457 | 406 | 254 | A18P16 A18P16AL | 425 | 378 | A181610CHSCFG | FALSE | HOFFMAN |  | UL cUL | https://hoffman.nvent.com/en-ca/products/continuous-hinge-type-4x-0 | https://hoffman.nvent.com/en-ca/print/pdf/node/127516
Wall Mount | Fiberglass | Type 4, 4X, 12, 13; IP66 | RAL 7035 | 457 | 406 | 254 | A18P16 A18P16AL | 425 | 378 | A181610CHQRFG | FALSE | HOFFMAN |  | UL cUL | https://hoffman.nvent.com/en-ca/products/continuous-hinge-type-4x-0 | https://hoffman.nvent.com/en-ca/print/pdf/node/127516
Wall Mount | Fiberglass | Type 4, 4X, 12, 13; IP66 | RAL 7035 | 457 | 406 | 254 | A18P16 A18P16AL | 425 | 378 | A181610CHQRFGW | TRUE | HOFFMAN |  | UL cUL | https://hoffman.nvent.com/en-ca/products/continuous-hinge-type-4x-0 | https://hoffman.nvent.com/en-ca/print/pdf/node/127516
Wall Mount | Fiberglass | Type 4, 4X, 12, 13; IP66 | RAL 7035 | 457 | 406 | 254 | A18P16 A18P16AL | 425 | 378 | A181610CHSCFGW | TRUE | HOFFMAN |  | UL cUL | https://hoffman.nvent.com/en-ca/products/continuous-hinge-type-4x-0 | https://hoffman.nvent.com/en-ca/print/pdf/node/127516
Wall Mount | Fiberglass | Type 4, 4X, 12, 13; IP66 | RAL 7035 | 152 | 152 | 102 | A6P6 A6P6AL | 124 | 124 | A664CHSCFG | FALSE | HOFFMAN |  | UL cUL | https://hoffman.nvent.com/en-ca/products/continuous-hinge-type-4x-0 | https://hoffman.nvent.com/en-ca/print/pdf/node/127516
Wall Mount | Fiberglass | Type 4, 4X, 12, 13; IP66 | RAL 7035 | 152 | 152 | 102 | A6P6 A6P6AL | 124 | 124 | A664CHQRFG | FALSE | HOFFMAN |  | UL cUL | https://hoffman.nvent.com/en-ca/products/continuous-hinge-type-4x-0 | https://hoffman.nvent.com/en-ca/print/pdf/node/127516
Wall Mount | Fiberglass | Type 4, 4X, 12, 13; IP66 | RAL 7035 | 152 | 152 | 102 | A6P6 A6P6AL | 124 | 124 | A664CHQRFGW | TRUE | HOFFMAN |  | UL cUL | https://hoffman.nvent.com/en-ca/products/continuous-hinge-type-4x-0 | https://hoffman.nvent.com/en-ca/print/pdf/node/127516
Wall Mount | Fiberglass | Type 4, 4X, 12, 13; IP66 | RAL 7035 | 152 | 152 | 102 | A6P6 A6P6AL | 124 | 124 | A664CHSCFGW | TRUE | HOFFMAN |  | UL cUL | https://hoffman.nvent.com/en-ca/products/continuous-hinge-type-4x-0 | https://hoffman.nvent.com/en-ca/print/pdf/node/127516
Wall Mount | Fiberglass | Type 4, 4X, 12, 13; IP66 | RAL 7035 | 203 | 152 | 102 | A8P6 A8P6AL | 171 | 124 | A864CHSCFG | FALSE | HOFFMAN |  | UL cUL | https://hoffman.nvent.com/en-ca/products/continuous-hinge-type-4x-0 | https://hoffman.nvent.com/en-ca/print/pdf/node/127516
Wall Mount | Fiberglass | Type 4, 4X, 12, 13; IP66 | RAL 7035 | 203 | 152 | 102 | A8P6 A8P6AL | 171 | 124 | A864CHQRFG | FALSE | HOFFMAN |  | UL cUL | https://hoffman.nvent.com/en-ca/products/continuous-hinge-type-4x-0 | https://hoffman.nvent.com/en-ca/print/pdf/node/127516
Wall Mount | Fiberglass | Type 4, 4X, 12, 13; IP66 | RAL 7035 | 203 | 152 | 102 | A8P6 A8P6AL | 171 | 124 | A864CHQRFGW | TRUE | HOFFMAN |  | UL cUL | https://hoffman.nvent.com/en-ca/products/continuous-hinge-type-4x-0 | https://hoffman.nvent.com/en-ca/print/pdf/node/127516
Wall Mount | Fiberglass | Type 4, 4X, 12, 13; IP66 | RAL 7035 | 203 | 152 | 102 | A8P6 A8P6AL | 171 | 124 | A864CHSCFGW | TRUE | HOFFMAN |  | UL cUL | https://hoffman.nvent.com/en-ca/products/continuous-hinge-type-4x-0 | https://hoffman.nvent.com/en-ca/print/pdf/node/127516
Wall Mount | Fiberglass | Type 4, 4X, 12, 13; IP66 | RAL 7035 | 508 | 407 | 254 | A20P16J A20P16JAL | 476 | 378 | A201610CHSCFG | FALSE | HOFFMAN |  | UL cUL | https://hoffman.nvent.com/en-ca/products/continuous-hinge-type-4x-0 | https://hoffman.nvent.com/en-ca/print/pdf/node/127516
Wall Mount | Fiberglass | Type 4, 4X, 12, 13; IP66 | RAL 7035 | 508 | 407 | 254 | A20P16J A20P16JAL | 476 | 378 | A201610CHQRFGW | TRUE | HOFFMAN |  | UL cUL | https://hoffman.nvent.com/en-ca/products/continuous-hinge-type-4x-0 | https://hoffman.nvent.com/en-ca/print/pdf/node/127516
Wall Mount | Fiberglass | Type 4, 4X, 12, 13; IP66 | RAL 7035 | 508 | 407 | 254 | A20P16J A20P16JAL | 476 | 378 | A201610CHSCFGW | TRUE | HOFFMAN |  | UL cUL | https://hoffman.nvent.com/en-ca/products/continuous-hinge-type-4x-0 | https://hoffman.nvent.com/en-ca/print/pdf/node/127516
Wall Mount | Fiberglass | Type 4, 4X, 12, 13; IP66 | RAL 7035 | 508 | 407 | 254 | A20P16J A20P16JAL | 476 | 378 | A201610CHQRFG | FALSE | HOFFMAN |  | UL cUL | https://hoffman.nvent.com/en-ca/products/continuous-hinge-type-4x-0 | https://hoffman.nvent.com/en-ca/print/pdf/node/127516
Wall Mount | Stainless Steel 304 | Type 3R, 4, 4X, 12, 13; IP66 | Unpainted | 610 | 508 | 254 | A24P20 A24P20SS6 A24P20G | 533 | 432 | A24H2010SSLP3PT | FALSE | HOFFMAN |  | UL cUL | https://hoffman.nvent.com/en-ca/products/stainless-steel-wallmount-3-point-latch-type-4x | https://hoffman.nvent.com/en-ca/print/pdf/node/127746
Wall Mount | Stainless Steel 304 | Type 3R, 4, 4X, 12, 13; IP66 | Unpainted | 610 | 508 | 152 | A24P20 A24P20SS6 A24P20G | 533 | 432 | A24H2006SSLP3PT | FALSE | HOFFMAN |  | UL cUL | https://hoffman.nvent.com/en-ca/products/stainless-steel-wallmount-3-point-latch-type-4x | https://hoffman.nvent.com/en-ca/print/pdf/node/127746
Wall Mount | Stainless Steel 304 | Type 3R, 4, 4X, 12, 13; IP66 | Unpainted | 610 | 508 | 203 | A24P20 A24P20SS6 A24P20G | 533 | 432 | A24H2008SSLP3PT | FALSE | HOFFMAN |  | UL cUL | https://hoffman.nvent.com/en-ca/products/stainless-steel-wallmount-3-point-latch-type-4x | https://hoffman.nvent.com/en-ca/print/pdf/node/127746
Wall Mount | Stainless Steel 304 | Type 3R, 4, 4X, 12, 13; IP66 | Unpainted | 610 | 610 | 305 | A24P24 A24P24SS6 A24P24G | 533 | 533 | A24H2412SSLP3PT | FALSE | HOFFMAN |  | UL cUL | https://hoffman.nvent.com/en-ca/products/stainless-steel-wallmount-3-point-latch-type-4x | https://hoffman.nvent.com/en-ca/print/pdf/node/127746
Wall Mount | Stainless Steel 304 | Type 3R, 4, 4X, 12, 13; IP66 | Unpainted | 610 | 610 | 203 | A24P24 A24P24SS6 A24P24G | 533 | 533 | A24H2408SSLP3PT | FALSE | HOFFMAN |  | UL cUL | https://hoffman.nvent.com/en-ca/products/stainless-steel-wallmount-3-point-latch-type-4x | https://hoffman.nvent.com/en-ca/print/pdf/node/127746
Wall Mount | Stainless Steel 304 | Type 3R, 4, 4X, 12, 13; IP66 | Unpainted | 762 | 610 | 305 | A30P24 A30P24SS6 A30P24G | 686 | 533 | A30H2412SSLP3PT | FALSE | HOFFMAN |  | UL cUL | https://hoffman.nvent.com/en-ca/products/stainless-steel-wallmount-3-point-latch-type-4x | https://hoffman.nvent.com/en-ca/print/pdf/node/127746
Wall Mount | Stainless Steel 304 | Type 3R, 4, 4X, 12, 13; IP66 | Unpainted | 762 | 610 | 203 | A30P24 A30P24SS6 A30P24G | 686 | 533 | A30H2408SSLP3PT | FALSE | HOFFMAN |  | UL cUL | https://hoffman.nvent.com/en-ca/products/stainless-steel-wallmount-3-point-latch-type-4x | https://hoffman.nvent.com/en-ca/print/pdf/node/127746
Wall Mount | Stainless Steel 304 | Type 3R, 4, 4X, 12, 13; IP66 | Unpainted | 762 | 762 | 203 | A30P30 A30P30SS6 A30P30G | 686 | 686 | A30H3008SSLP3PT | FALSE | HOFFMAN |  | UL cUL | https://hoffman.nvent.com/en-ca/products/stainless-steel-wallmount-3-point-latch-type-4x | https://hoffman.nvent.com/en-ca/print/pdf/node/127746
Wall Mount | Stainless Steel 304 | Type 3R, 4, 4X, 12, 13; IP66 | Unpainted | 914 | 610 | 203 | A36P24 A36P24SS6 A36P24G | 838 | 533 | A36H2408SSLP3PT | FALSE | HOFFMAN |  | UL cUL | https://hoffman.nvent.com/en-ca/products/stainless-steel-wallmount-3-point-latch-type-4x | https://hoffman.nvent.com/en-ca/print/pdf/node/127746
Wall Mount | Stainless Steel 304 | Type 3R, 4, 4X, 12, 13; IP66 | Unpainted | 914 | 762 | 254 | A36P30 A36P30SS6 A36P30G | 838 | 686 | A36H3010SSLP3PT | FALSE | HOFFMAN |  | UL cUL | https://hoffman.nvent.com/en-ca/products/stainless-steel-wallmount-3-point-latch-type-4x | https://hoffman.nvent.com/en-ca/print/pdf/node/127746
Wall Mount | Stainless Steel 304 | Type 3R, 4, 4X, 12, 13; IP66 | Unpainted | 914 | 762 | 305 | A36P30 A36P30SS6 A36P30G | 838 | 686 | A36H3012SSLP3PT | FALSE | HOFFMAN |  | UL cUL | https://hoffman.nvent.com/en-ca/products/stainless-steel-wallmount-3-point-latch-type-4x | https://hoffman.nvent.com/en-ca/print/pdf/node/127746
Wall Mount | Stainless Steel 304 | Type 3R, 4, 4X, 12, 13; IP66 | Unpainted | 914 | 762 | 203 | A36P30 A36P30SS6 A36P30G | 838 | 686 | A36H3008SSLP3PT | FALSE | HOFFMAN |  | UL cUL | https://hoffman.nvent.com/en-ca/products/stainless-steel-wallmount-3-point-latch-type-4x | https://hoffman.nvent.com/en-ca/print/pdf/node/127746
Wall Mount | Stainless Steel 304 | Type 3R, 4, 4X, 12, 13; IP66 | Unpainted | 914 | 914 | 305 | A36P36 A36P36SS6 A36P36G | 838 | 838 | A36H3612SSLP3PT | FALSE | HOFFMAN |  | UL cUL | https://hoffman.nvent.com/en-ca/products/stainless-steel-wallmount-3-point-latch-type-4x | https://hoffman.nvent.com/en-ca/print/pdf/node/127746
Wall Mount | Stainless Steel 304 | Type 3R, 4, 4X, 12, 13; IP66 | Unpainted | 1067 | 762 | 254 | A42P30 A42P30SS6 A42P30G | 991 | 686 | A42H3010SSLP3PT | FALSE | HOFFMAN |  | UL cUL | https://hoffman.nvent.com/en-ca/products/stainless-steel-wallmount-3-point-latch-type-4x | https://hoffman.nvent.com/en-ca/print/pdf/node/127746
Wall Mount | Stainless Steel 304 | Type 3R, 4, 4X, 12, 13; IP66 | Unpainted | 1067 | 914 | 305 | A42P36 A42P36SS6 A42P36G | 991 | 838 | A42H3612SSLP3PT | FALSE | HOFFMAN |  | UL cUL | https://hoffman.nvent.com/en-ca/products/stainless-steel-wallmount-3-point-latch-type-4x | https://hoffman.nvent.com/en-ca/print/pdf/node/127746
Wall Mount | Stainless Steel 304 | Type 3R, 4, 4X, 12, 13; IP66 | Unpainted | 1219 | 914 | 254 | A48P36 A48P36SS6 A48P36G | 1143 | 838 | A48H3610SSLP3PT | FALSE | HOFFMAN |  | UL cUL | https://hoffman.nvent.com/en-ca/products/stainless-steel-wallmount-3-point-latch-type-4x | https://hoffman.nvent.com/en-ca/print/pdf/node/127746
Wall Mount | Stainless Steel 304 | Type 3R, 4, 4X, 12, 13; IP66 | Unpainted | 1219 | 914 | 305 | A48P36 A48P36SS6 A48P36G | 1143 | 838 | A48H3612SSLP3PT | FALSE | HOFFMAN |  | UL cUL | https://hoffman.nvent.com/en-ca/products/stainless-steel-wallmount-3-point-latch-type-4x | https://hoffman.nvent.com/en-ca/print/pdf/node/127746
Wall Mount | Stainless Steel 304 | Type 3R, 4, 4X, 12, 13; IP66 | Unpainted | 1219 | 914 | 406 | A48P36 A48P36SS6 A48P36G | 1143 | 838 | A48H3616SSLP3PT | FALSE | HOFFMAN |  | UL cUL | https://hoffman.nvent.com/en-ca/products/stainless-steel-wallmount-3-point-latch-type-4x | https://hoffman.nvent.com/en-ca/print/pdf/node/127746
Wall Mount | Stainless Steel 304 | Type 3R, 4, 4X, 12, 13; IP66 | Unpainted | 1219 | 914 | 203 | A48P36 A48P36SS6 A48P36G | 1143 | 838 | A48H3608SSLP3PT | FALSE | HOFFMAN |  | UL cUL | https://hoffman.nvent.com/en-ca/products/stainless-steel-wallmount-3-point-latch-type-4x | https://hoffman.nvent.com/en-ca/print/pdf/node/127746
Wall Mount | Stainless Steel 304 | Type 3R, 4, 4X, 12, 13; IP66 | Unpainted | 1524 | 914 | 305 | A60P36 A60P36SS6 A60P36G | 1448 | 838 | A60H3612SSLP3PT | FALSE | HOFFMAN |  | UL cUL | https://hoffman.nvent.com/en-ca/products/stainless-steel-wallmount-3-point-latch-type-4x | https://hoffman.nvent.com/en-ca/print/pdf/node/127746
Wall Mount | Stainless Steel 304 | Type 3R, 4, 4X, 12, 13; IP66 | Unpainted | 1524 | 914 | 406 | A60P36 A60P36SS6 A60P36G | 1448 | 838 | A60H3616SSLP3PT | FALSE | HOFFMAN |  | UL cUL | https://hoffman.nvent.com/en-ca/products/stainless-steel-wallmount-3-point-latch-type-4x | https://hoffman.nvent.com/en-ca/print/pdf/node/127746
Wall Mount | Stainless Steel 316L | Type 3R, 4, 4X, 12, 13; IP66 | Unpainted | 610 | 508 | 254 | A24P20 A24P20SS6 A24P20G | 533 | 432 | A24H2010SS6LP3PT | FALSE | HOFFMAN |  | UL cUL | https://hoffman.nvent.com/en-ca/products/stainless-steel-wallmount-3-point-latch-type-4x | https://hoffman.nvent.com/en-ca/print/pdf/node/127746
Wall Mount | Stainless Steel 316L | Type 3R, 4, 4X, 12, 13; IP66 | Unpainted | 610 | 508 | 152 | A24P20 A24P20SS6 A24P20G | 533 | 432 | A24H2006SS6LP3PT | FALSE | HOFFMAN |  | UL cUL | https://hoffman.nvent.com/en-ca/products/stainless-steel-wallmount-3-point-latch-type-4x | https://hoffman.nvent.com/en-ca/print/pdf/node/127746
Wall Mount | Stainless Steel 316L | Type 3R, 4, 4X, 12, 13; IP66 | Unpainted | 610 | 508 | 203 | A24P20 A24P20SS6 A24P20G | 533 | 432 | A24H2008SS6LP3PT | FALSE | HOFFMAN |  | UL cUL | https://hoffman.nvent.com/en-ca/products/stainless-steel-wallmount-3-point-latch-type-4x | https://hoffman.nvent.com/en-ca/print/pdf/node/127746
Wall Mount | Stainless Steel 316L | Type 3R, 4, 4X, 12, 13; IP66 | Unpainted | 610 | 610 | 305 | A24P24 A24P24SS6 A24P24G | 533 | 533 | A24H2412SS6LP3PT | FALSE | HOFFMAN |  | UL cUL | https://hoffman.nvent.com/en-ca/products/stainless-steel-wallmount-3-point-latch-type-4x | https://hoffman.nvent.com/en-ca/print/pdf/node/127746
Wall Mount | Stainless Steel 316L | Type 3R, 4, 4X, 12, 13; IP66 | Unpainted | 610 | 610 | 203 | A24P24 A24P24SS6 A24P24G | 533 | 533 | A24H2408SS6LP3PT | FALSE | HOFFMAN |  | UL cUL | https://hoffman.nvent.com/en-ca/products/stainless-steel-wallmount-3-point-latch-type-4x | https://hoffman.nvent.com/en-ca/print/pdf/node/127746
Wall Mount | Stainless Steel 316L | Type 3R, 4, 4X, 12, 13; IP66 | Unpainted | 762 | 610 | 305 | A30P24 A30P24SS6 A30P24G | 686 | 533 | A30H2412SS6LP3PT | FALSE | HOFFMAN |  | UL cUL | https://hoffman.nvent.com/en-ca/products/stainless-steel-wallmount-3-point-latch-type-4x | https://hoffman.nvent.com/en-ca/print/pdf/node/127746
Wall Mount | Stainless Steel 316L | Type 3R, 4, 4X, 12, 13; IP66 | Unpainted | 762 | 610 | 203 | A30P24 A30P24SS6 A30P24G | 686 | 533 | A30H2408SS6LP3PT | FALSE | HOFFMAN |  | UL cUL | https://hoffman.nvent.com/en-ca/products/stainless-steel-wallmount-3-point-latch-type-4x | https://hoffman.nvent.com/en-ca/print/pdf/node/127746
Wall Mount | Stainless Steel 316L | Type 3R, 4, 4X, 12, 13; IP66 | Unpainted | 762 | 762 | 203 | A30P30 A30P30SS6 A30P30G | 686 | 686 | A30H3008SS6LP3PT | FALSE | HOFFMAN |  | UL cUL | https://hoffman.nvent.com/en-ca/products/stainless-steel-wallmount-3-point-latch-type-4x | https://hoffman.nvent.com/en-ca/print/pdf/node/127746
Wall Mount | Stainless Steel 316L | Type 3R, 4, 4X, 12, 13; IP66 | Unpainted | 914 | 610 | 203 | A36P24 A36P24SS6 A36P24G | 838 | 533 | A36H2408SS6LP3PT | FALSE | HOFFMAN |  | UL cUL | https://hoffman.nvent.com/en-ca/products/stainless-steel-wallmount-3-point-latch-type-4x | https://hoffman.nvent.com/en-ca/print/pdf/node/127746
Wall Mount | Stainless Steel 316L | Type 3R, 4, 4X, 12, 13; IP66 | Unpainted | 914 | 762 | 254 | A36P30 A36P30SS6 A36P30G | 838 | 686 | A36H3010SS6LP3PT | FALSE | HOFFMAN |  | UL cUL | https://hoffman.nvent.com/en-ca/products/stainless-steel-wallmount-3-point-latch-type-4x | https://hoffman.nvent.com/en-ca/print/pdf/node/127746
Wall Mount | Stainless Steel 316L | Type 3R, 4, 4X, 12, 13; IP66 | Unpainted | 914 | 762 | 305 | A36P30 A36P30SS6 A36P30G | 838 | 686 | A36H3012SS6LP3PT | FALSE | HOFFMAN |  | UL cUL | https://hoffman.nvent.com/en-ca/products/stainless-steel-wallmount-3-point-latch-type-4x | https://hoffman.nvent.com/en-ca/print/pdf/node/127746
Wall Mount | Stainless Steel 316L | Type 3R, 4, 4X, 12, 13; IP66 | Unpainted | 914 | 762 | 203 | A36P30 A36P30SS6 A36P30G | 838 | 686 | A36H3008SS6LP3PT | FALSE | HOFFMAN |  | UL cUL | https://hoffman.nvent.com/en-ca/products/stainless-steel-wallmount-3-point-latch-type-4x | https://hoffman.nvent.com/en-ca/print/pdf/node/127746
Wall Mount | Stainless Steel 316L | Type 3R, 4, 4X, 12, 13; IP66 | Unpainted | 914 | 914 | 305 | A36P36 A36P36SS6 A36P36G | 838 | 838 | A36H3612SS6LP3PT | FALSE | HOFFMAN |  | UL cUL | https://hoffman.nvent.com/en-ca/products/stainless-steel-wallmount-3-point-latch-type-4x | https://hoffman.nvent.com/en-ca/print/pdf/node/127746
Wall Mount | Stainless Steel 316L | Type 3R, 4, 4X, 12, 13; IP66 | Unpainted | 1219 | 914 | 254 | A48P36 A48P36SS6 A48P36G | 1143 | 838 | A48H3610SS6LP3PT | FALSE | HOFFMAN |  | UL cUL | https://hoffman.nvent.com/en-ca/products/stainless-steel-wallmount-3-point-latch-type-4x | https://hoffman.nvent.com/en-ca/print/pdf/node/127746
Wall Mount | Stainless Steel 316L | Type 3R, 4, 4X, 12, 13; IP66 | Unpainted | 1219 | 914 | 305 | A48P36 A48P36SS6 A48P36G | 1143 | 838 | A48H3612SS6LP3PT | FALSE | HOFFMAN |  | UL cUL | https://hoffman.nvent.com/en-ca/products/stainless-steel-wallmount-3-point-latch-type-4x | https://hoffman.nvent.com/en-ca/print/pdf/node/127746
Wall Mount | Stainless Steel 316L | Type 3R, 4, 4X, 12, 13; IP66 | Unpainted | 1219 | 914 | 406 | A48P36 A48P36SS6 A48P36G | 1143 | 838 | A48H3616SS6LP3PT | FALSE | HOFFMAN |  | UL cUL | https://hoffman.nvent.com/en-ca/products/stainless-steel-wallmount-3-point-latch-type-4x | https://hoffman.nvent.com/en-ca/print/pdf/node/127746
Wall Mount | Stainless Steel 316L | Type 3R, 4, 4X, 12, 13; IP66 | Unpainted | 1219 | 914 | 203 | A48P36 A48P36SS6 A48P36G | 1143 | 838 | A48H3608SS6LP3PT | FALSE | HOFFMAN |  | UL cUL | https://hoffman.nvent.com/en-ca/products/stainless-steel-wallmount-3-point-latch-type-4x | https://hoffman.nvent.com/en-ca/print/pdf/node/127746
Wall Mount | Stainless Steel 316L | Type 3R, 4, 4X, 12, 13; IP66 | Unpainted | 1524 | 914 | 305 | A60P36 A60P36SS6 A60P36G | 1448 | 838 | A60H3612SS6LP3PT | FALSE | HOFFMAN |  | UL cUL | https://hoffman.nvent.com/en-ca/products/stainless-steel-wallmount-3-point-latch-type-4x | https://hoffman.nvent.com/en-ca/print/pdf/node/127746
Wall Mount | Stainless Steel 316L | Type 3R, 4, 4X, 12, 13; IP66 | Unpainted | 1524 | 914 | 406 | A60P36 A60P36SS6 A60P36G | 1448 | 838 | A60H3616SS6LP3PT | FALSE | HOFFMAN |  | UL cUL | https://hoffman.nvent.com/en-ca/products/stainless-steel-wallmount-3-point-latch-type-4x | https://hoffman.nvent.com/en-ca/print/pdf/node/127746
Wall Mount | Fiberglass | Type 3, 3R, 4, 4X, 12, 13; IP66 | ANSI 61 | 513 | 514 | 203 | A20P20 A20P20G | 432 | 432 | A20H2008GQRLP3PT | FALSE | HOFFMAN |  | UL cUL | https://hoffman.nvent.com/en-ca/products/hinge-cover-3-point-or-quick-release-latch-type-4x | https://hoffman.nvent.com/en-ca/print/pdf/node/127581
Wall Mount | Fiberglass | Type 3, 3R, 4, 4X, 12, 13; IP66 | ANSI 61 | 614 | 614 | 305 | A24P24 A24P24G | 533 | 533 | A24H2412GQRLP3PT | FALSE | HOFFMAN |  | UL cUL | https://hoffman.nvent.com/en-ca/products/hinge-cover-3-point-or-quick-release-latch-type-4x | https://hoffman.nvent.com/en-ca/print/pdf/node/127581
Wall Mount | Fiberglass | Type 3, 3R, 4, 4X, 12, 13; IP66 | ANSI 61 | 614 | 614 | 203 | A24P24 A24P24G | 533 | 533 | A24H2408GQRLP3PT | FALSE | HOFFMAN |  | UL cUL | https://hoffman.nvent.com/en-ca/products/hinge-cover-3-point-or-quick-release-latch-type-4x | https://hoffman.nvent.com/en-ca/print/pdf/node/127581
Wall Mount | Fiberglass | Type 3, 3R, 4, 4X, 12, 13; IP66 | ANSI 61 | 616 | 514 | 254 | A24P20 A24P20G | 533 | 432 | A24H2010GQRLP3PT | FALSE | HOFFMAN |  | UL cUL | https://hoffman.nvent.com/en-ca/products/hinge-cover-3-point-or-quick-release-latch-type-4x | https://hoffman.nvent.com/en-ca/print/pdf/node/127581
Wall Mount | Fiberglass | Type 3, 3R, 4, 4X, 12, 13; IP66 | ANSI 61 | 616 | 514 | 152 | A24P20 A24P20G | 533 | 432 | A24H2006GQRLP3PT | FALSE | HOFFMAN |  | UL cUL | https://hoffman.nvent.com/en-ca/products/hinge-cover-3-point-or-quick-release-latch-type-4x | https://hoffman.nvent.com/en-ca/print/pdf/node/127581
Wall Mount | Fiberglass | Type 3, 3R, 4, 4X, 12, 13; IP66 | ANSI 61 | 616 | 514 | 203 | A24P20 A24P20G | 533 | 432 | A24H2008GQRLP3PT | FALSE | HOFFMAN |  | UL cUL | https://hoffman.nvent.com/en-ca/products/hinge-cover-3-point-or-quick-release-latch-type-4x | https://hoffman.nvent.com/en-ca/print/pdf/node/127581
Wall Mount | Fiberglass | Type 3, 3R, 4, 4X, 12, 13; IP66 | ANSI 61 | 768 | 616 | 254 | A30P24 A30P24G | 686 | 533 | A30H2410GQRLP3PT | FALSE | HOFFMAN |  | UL cUL | https://hoffman.nvent.com/en-ca/products/hinge-cover-3-point-or-quick-release-latch-type-4x | https://hoffman.nvent.com/en-ca/print/pdf/node/127581
Wall Mount | Fiberglass | Type 3, 3R, 4, 4X, 12, 13; IP66 | ANSI 61 | 768 | 616 | 305 | A30P24 A30P24G | 686 | 533 | A30H2412GQRLP3PT | FALSE | HOFFMAN |  | UL cUL | https://hoffman.nvent.com/en-ca/products/hinge-cover-3-point-or-quick-release-latch-type-4x | https://hoffman.nvent.com/en-ca/print/pdf/node/127581
Wall Mount | Fiberglass | Type 3, 3R, 4, 4X, 12, 13; IP66 | ANSI 61 | 768 | 616 | 203 | A30P24 A30P24G | 686 | 533 | A30H2408GQRLP3PT | FALSE | HOFFMAN |  | UL cUL | https://hoffman.nvent.com/en-ca/products/hinge-cover-3-point-or-quick-release-latch-type-4x | https://hoffman.nvent.com/en-ca/print/pdf/node/127581
Wall Mount | Fiberglass | Type 3, 3R, 4, 4X, 12, 13; IP66 | ANSI 61 | 921 | 768 | 305 | A36P30 A36P30G | 838 | 686 | A36H3012GQRLP3PT | FALSE | HOFFMAN |  | UL cUL | https://hoffman.nvent.com/en-ca/products/hinge-cover-3-point-or-quick-release-latch-type-4x | https://hoffman.nvent.com/en-ca/print/pdf/node/127581
Wall Mount | Fiberglass | Type 3, 3R, 4, 4X, 12, 13; IP66 | ANSI 61 | 921 | 768 | 203 | A36P30 A36P30G | 838 | 686 | A36H3008GQRLP3PT | FALSE | HOFFMAN |  | UL cUL | https://hoffman.nvent.com/en-ca/products/hinge-cover-3-point-or-quick-release-latch-type-4x | https://hoffman.nvent.com/en-ca/print/pdf/node/127581
Wall Mount | Fiberglass | Type 3, 3R, 4, 4X, 12, 13; IP66 | ANSI 61 | 513 | 413 | 254 | A20P16 A20P16G | 432 | 330 | A20H1610GQRLP | FALSE | HOFFMAN |  | UL cUL | https://hoffman.nvent.com/en-ca/products/hinge-cover-3-point-or-quick-release-latch-type-4x | https://hoffman.nvent.com/en-ca/print/pdf/node/127581
Wall Mount | Fiberglass | Type 3, 3R, 4, 4X, 12, 13; IP66 | ANSI 61 | 513 | 413 | 305 | A20P16 A20P16G | 432 | 330 | A20H1612GQRLP | FALSE | HOFFMAN |  | UL cUL | https://hoffman.nvent.com/en-ca/products/hinge-cover-3-point-or-quick-release-latch-type-4x | https://hoffman.nvent.com/en-ca/print/pdf/node/127581
Wall Mount | Fiberglass | Type 3, 3R, 4, 4X, 12, 13; IP66 | ANSI 61 | 513 | 413 | 508 | A20P16 A20P16G | 432 | 330 | A20H1620GQRLP | FALSE | HOFFMAN |  | UL cUL | https://hoffman.nvent.com/en-ca/products/hinge-cover-3-point-or-quick-release-latch-type-4x | https://hoffman.nvent.com/en-ca/print/pdf/node/127581
Wall Mount | Fiberglass | Type 3, 3R, 4, 4X, 12, 13; IP66 | ANSI 61 | 513 | 413 | 152 | A20P16 A20P16G | 432 | 330 | A20H1606GQRLP | FALSE | HOFFMAN |  | UL cUL | https://hoffman.nvent.com/en-ca/products/hinge-cover-3-point-or-quick-release-latch-type-4x | https://hoffman.nvent.com/en-ca/print/pdf/node/127581
Wall Mount | Fiberglass | Type 3, 3R, 4, 4X, 12, 13; IP66 | ANSI 61 | 513 | 413 | 203 | A20P16 A20P16G | 432 | 330 | A20H1608GQRLP | FALSE | HOFFMAN |  | UL cUL | https://hoffman.nvent.com/en-ca/products/hinge-cover-3-point-or-quick-release-latch-type-4x | https://hoffman.nvent.com/en-ca/print/pdf/node/127581
Wall Mount | Fiberglass | Type 3, 3R, 4, 4X, 12, 13; IP66 | ANSI 61 | 513 | 514 | 254 | A20P20 A20P20G | 432 | 432 | A20H2010GQRLP | FALSE | HOFFMAN |  | UL cUL | https://hoffman.nvent.com/en-ca/products/hinge-cover-3-point-or-quick-release-latch-type-4x | https://hoffman.nvent.com/en-ca/print/pdf/node/127581
Wall Mount | Fiberglass | Type 3, 3R, 4, 4X, 12, 13; IP66 | ANSI 61 | 513 | 514 | 305 | A20P20 A20P20G | 432 | 432 | A20H2012GQRLP | FALSE | HOFFMAN |  | UL cUL | https://hoffman.nvent.com/en-ca/products/hinge-cover-3-point-or-quick-release-latch-type-4x | https://hoffman.nvent.com/en-ca/print/pdf/node/127581
Wall Mount | Fiberglass | Type 3, 3R, 4, 4X, 12, 13; IP66 | ANSI 61 | 513 | 514 | 508 | A20P20 A20P20G | 432 | 432 | A20H2020GQRLP | FALSE | HOFFMAN |  | UL cUL | https://hoffman.nvent.com/en-ca/products/hinge-cover-3-point-or-quick-release-latch-type-4x | https://hoffman.nvent.com/en-ca/print/pdf/node/127581
Wall Mount | Fiberglass | Type 3, 3R, 4, 4X, 12, 13; IP66 | ANSI 61 | 513 | 514 | 152 | A20P20 A20P20G | 432 | 432 | A20H2006GQRLP | FALSE | HOFFMAN |  | UL cUL | https://hoffman.nvent.com/en-ca/products/hinge-cover-3-point-or-quick-release-latch-type-4x | https://hoffman.nvent.com/en-ca/print/pdf/node/127581
Wall Mount | Fiberglass | Type 3, 3R, 4, 4X, 12, 13; IP66 | ANSI 61 | 513 | 514 | 203 | A20P20 A20P20G | 432 | 432 | A20H2008GQRLP | FALSE | HOFFMAN |  | UL cUL | https://hoffman.nvent.com/en-ca/products/hinge-cover-3-point-or-quick-release-latch-type-4x | https://hoffman.nvent.com/en-ca/print/pdf/node/127581
Wall Mount | Fiberglass | Type 3, 3R, 4, 4X, 12, 13; IP66 | ANSI 61 | 614 | 614 | 305 | A24P24 A24P24G | 533 | 533 | A24H2412GQRLP | FALSE | HOFFMAN |  | UL cUL | https://hoffman.nvent.com/en-ca/products/hinge-cover-3-point-or-quick-release-latch-type-4x | https://hoffman.nvent.com/en-ca/print/pdf/node/127581
Wall Mount | Fiberglass | Type 3, 3R, 4, 4X, 12, 13; IP66 | ANSI 61 | 614 | 614 | 406 | A24P24 A24P24G | 533 | 533 | A24H2416GQRLP | FALSE | HOFFMAN |  | UL cUL | https://hoffman.nvent.com/en-ca/products/hinge-cover-3-point-or-quick-release-latch-type-4x | https://hoffman.nvent.com/en-ca/print/pdf/node/127581
Wall Mount | Fiberglass | Type 3, 3R, 4, 4X, 12, 13; IP66 | ANSI 61 | 614 | 614 | 508 | A24P24 A24P24G | 533 | 533 | A24H2420GQRLP | FALSE | HOFFMAN |  | UL cUL | https://hoffman.nvent.com/en-ca/products/hinge-cover-3-point-or-quick-release-latch-type-4x | https://hoffman.nvent.com/en-ca/print/pdf/node/127581
Wall Mount | Fiberglass | Type 3, 3R, 4, 4X, 12, 13; IP66 | ANSI 61 | 614 | 614 | 610 | A24P24 A24P24G | 533 | 533 | A24H2424GQRLP | FALSE | HOFFMAN |  | UL cUL | https://hoffman.nvent.com/en-ca/products/hinge-cover-3-point-or-quick-release-latch-type-4x | https://hoffman.nvent.com/en-ca/print/pdf/node/127581
Wall Mount | Fiberglass | Type 3, 3R, 4, 4X, 12, 13; IP66 | ANSI 61 | 614 | 614 | 203 | A24P24 A24P24G | 533 | 533 | A24H2408GQRLP | FALSE | HOFFMAN |  | UL cUL | https://hoffman.nvent.com/en-ca/products/hinge-cover-3-point-or-quick-release-latch-type-4x | https://hoffman.nvent.com/en-ca/print/pdf/node/127581
Wall Mount | Fiberglass | Type 3, 3R, 4, 4X, 12, 13; IP66 | ANSI 61 | 616 | 514 | 254 | A24P20 A24P20G | 533 | 432 | A24H2010GQRLP | FALSE | HOFFMAN |  | UL cUL | https://hoffman.nvent.com/en-ca/products/hinge-cover-3-point-or-quick-release-latch-type-4x | https://hoffman.nvent.com/en-ca/print/pdf/node/127581
Wall Mount | Fiberglass | Type 3, 3R, 4, 4X, 12, 13; IP66 | ANSI 61 | 616 | 514 | 305 | A24P20 A24P20G | 533 | 432 | A24H2012GQRLP | FALSE | HOFFMAN |  | UL cUL | https://hoffman.nvent.com/en-ca/products/hinge-cover-3-point-or-quick-release-latch-type-4x | https://hoffman.nvent.com/en-ca/print/pdf/node/127581
Wall Mount | Fiberglass | Type 3, 3R, 4, 4X, 12, 13; IP66 | ANSI 61 | 616 | 514 | 406 | A24P20 A24P20G | 533 | 432 | A24H2016GQRLP | FALSE | HOFFMAN |  | UL cUL | https://hoffman.nvent.com/en-ca/products/hinge-cover-3-point-or-quick-release-latch-type-4x | https://hoffman.nvent.com/en-ca/print/pdf/node/127581
Wall Mount | Fiberglass | Type 3, 3R, 4, 4X, 12, 13; IP66 | ANSI 61 | 616 | 514 | 508 | A24P20 A24P20G | 533 | 432 | A24H2020GQRLP | FALSE | HOFFMAN |  | UL cUL | https://hoffman.nvent.com/en-ca/products/hinge-cover-3-point-or-quick-release-latch-type-4x | https://hoffman.nvent.com/en-ca/print/pdf/node/127581
Wall Mount | Fiberglass | Type 3, 3R, 4, 4X, 12, 13; IP66 | ANSI 61 | 616 | 514 | 610 | A24P20 A24P20G | 533 | 432 | A24H2024GQRLP | FALSE | HOFFMAN |  | UL cUL | https://hoffman.nvent.com/en-ca/products/hinge-cover-3-point-or-quick-release-latch-type-4x | https://hoffman.nvent.com/en-ca/print/pdf/node/127581
Wall Mount | Fiberglass | Type 3, 3R, 4, 4X, 12, 13; IP66 | ANSI 61 | 616 | 514 | 152 | A24P20 A24P20G | 533 | 432 | A24H2006GQRLP | FALSE | HOFFMAN |  | UL cUL | https://hoffman.nvent.com/en-ca/products/hinge-cover-3-point-or-quick-release-latch-type-4x | https://hoffman.nvent.com/en-ca/print/pdf/node/127581
Wall Mount | Fiberglass | Type 3, 3R, 4, 4X, 12, 13; IP66 | ANSI 61 | 616 | 514 | 203 | A24P20 A24P20G | 533 | 432 | A24H2008GQRLP | FALSE | HOFFMAN |  | UL cUL | https://hoffman.nvent.com/en-ca/products/hinge-cover-3-point-or-quick-release-latch-type-4x | https://hoffman.nvent.com/en-ca/print/pdf/node/127581
Wall Mount | Fiberglass | Type 3, 3R, 4, 4X, 12, 13; IP66 | ANSI 61 | 768 | 616 | 254 | A30P24 A30P24G | 686 | 533 | A30H2410GQRLP | FALSE | HOFFMAN |  | UL cUL | https://hoffman.nvent.com/en-ca/products/hinge-cover-3-point-or-quick-release-latch-type-4x | https://hoffman.nvent.com/en-ca/print/pdf/node/127581
Wall Mount | Fiberglass | Type 3, 3R, 4, 4X, 12, 13; IP66 | ANSI 61 | 768 | 616 | 305 | A30P24 A30P24G | 686 | 533 | A30H2412GQRLP | FALSE | HOFFMAN |  | UL cUL | https://hoffman.nvent.com/en-ca/products/hinge-cover-3-point-or-quick-release-latch-type-4x | https://hoffman.nvent.com/en-ca/print/pdf/node/127581
Wall Mount | Fiberglass | Type 3, 3R, 4, 4X, 12, 13; IP66 | ANSI 61 | 768 | 616 | 406 | A30P24 A30P24G | 686 | 533 | A30H2416GQRLP | FALSE | HOFFMAN |  | UL cUL | https://hoffman.nvent.com/en-ca/products/hinge-cover-3-point-or-quick-release-latch-type-4x | https://hoffman.nvent.com/en-ca/print/pdf/node/127581
Wall Mount | Fiberglass | Type 3, 3R, 4, 4X, 12, 13; IP66 | ANSI 61 | 768 | 616 | 508 | A30P24 A30P24G | 686 | 533 | A30H2420GQRLP | FALSE | HOFFMAN |  | UL cUL | https://hoffman.nvent.com/en-ca/products/hinge-cover-3-point-or-quick-release-latch-type-4x | https://hoffman.nvent.com/en-ca/print/pdf/node/127581
Wall Mount | Fiberglass | Type 3, 3R, 4, 4X, 12, 13; IP66 | ANSI 61 | 768 | 616 | 610 | A30P24 A30P24G | 686 | 533 | A30H2424GQRLP | FALSE | HOFFMAN |  | UL cUL | https://hoffman.nvent.com/en-ca/products/hinge-cover-3-point-or-quick-release-latch-type-4x | https://hoffman.nvent.com/en-ca/print/pdf/node/127581
Wall Mount | Fiberglass | Type 3, 3R, 4, 4X, 12, 13; IP66 | ANSI 61 | 768 | 616 | 152 | A30P24 A30P24G | 686 | 533 | A30H2406GQRLP | FALSE | HOFFMAN |  | UL cUL | https://hoffman.nvent.com/en-ca/products/hinge-cover-3-point-or-quick-release-latch-type-4x | https://hoffman.nvent.com/en-ca/print/pdf/node/127581
Wall Mount | Fiberglass | Type 3, 3R, 4, 4X, 12, 13; IP66 | ANSI 61 | 768 | 616 | 203 | A30P24 A30P24G | 686 | 533 | A30H2408GQRLP | FALSE | HOFFMAN |  | UL cUL | https://hoffman.nvent.com/en-ca/products/hinge-cover-3-point-or-quick-release-latch-type-4x | https://hoffman.nvent.com/en-ca/print/pdf/node/127581
Wall Mount | Fiberglass | Type 3, 3R, 4, 4X, 12, 13; IP66 | ANSI 61 | 921 | 768 | 305 | A36P30 A36P30G | 838 | 686 | A36H3012GQRLP | FALSE | HOFFMAN |  | UL cUL | https://hoffman.nvent.com/en-ca/products/hinge-cover-3-point-or-quick-release-latch-type-4x | https://hoffman.nvent.com/en-ca/print/pdf/node/127581
Wall Mount | Fiberglass | Type 3, 3R, 4, 4X, 12, 13; IP66 | ANSI 61 | 921 | 768 | 508 | A36P30 A36P30G | 838 | 686 | A36H3020GQRLP | FALSE | HOFFMAN |  | UL cUL | https://hoffman.nvent.com/en-ca/products/hinge-cover-3-point-or-quick-release-latch-type-4x | https://hoffman.nvent.com/en-ca/print/pdf/node/127581
Wall Mount | Fiberglass | Type 3, 3R, 4, 4X, 12, 13; IP66 | ANSI 61 | 921 | 768 | 203 | A36P30 A36P30G | 838 | 686 | A36H3008GQRLP | FALSE | HOFFMAN |  | UL cUL | https://hoffman.nvent.com/en-ca/products/hinge-cover-3-point-or-quick-release-latch-type-4x | https://hoffman.nvent.com/en-ca/print/pdf/node/127581
Wall Mount | Fiberglass | Type 3, 3R, 4, 4X, 12, 13; IP66 | ANSI 61 | 921 | 921 | 305 | A36P36 A36P36G | 838 | 838 | A36H3612GQRLP | FALSE | HOFFMAN |  | UL cUL | https://hoffman.nvent.com/en-ca/products/hinge-cover-3-point-or-quick-release-latch-type-4x | https://hoffman.nvent.com/en-ca/print/pdf/node/127581
Wall Mount | Fiberglass | Type 3, 3R, 4, 4X, 12, 13; IP66 | ANSI 61 | 1226 | 921 | 305 | A48P36 A48P36G | 1143 | 838 | A48H3612GQRLP | FALSE | HOFFMAN |  | UL cUL | https://hoffman.nvent.com/en-ca/products/hinge-cover-3-point-or-quick-release-latch-type-4x | https://hoffman.nvent.com/en-ca/print/pdf/node/127581
Wall Mount | Fiberglass | Type 3, 3R, 4, 4X, 12, 13; IP66 | ANSI 61 | 1226 | 921 | 406 | A48P36 A48P36G | 1143 | 838 | A48H3616GQRLP | FALSE | HOFFMAN |  | UL cUL | https://hoffman.nvent.com/en-ca/products/hinge-cover-3-point-or-quick-release-latch-type-4x | https://hoffman.nvent.com/en-ca/print/pdf/node/127581
Wall Mount | Fiberglass | Type 3, 3R, 4, 4X, 12, 13; IP66 | ANSI 61 | 1226 | 921 | 508 | A48P36 A48P36G | 1143 | 838 | A48H3620GQRLP | FALSE | HOFFMAN |  | UL cUL | https://hoffman.nvent.com/en-ca/products/hinge-cover-3-point-or-quick-release-latch-type-4x | https://hoffman.nvent.com/en-ca/print/pdf/node/127581
Wall Mount | Fiberglass | Type 3, 3R, 4, 4X, 12, 13; IP66 | ANSI 61 | 1527 | 922 | 305 | A60P36 A60P36G | 1448 | 838 | A60H3612GQRLP | FALSE | HOFFMAN |  | UL cUL | https://hoffman.nvent.com/en-ca/products/hinge-cover-3-point-or-quick-release-latch-type-4x | https://hoffman.nvent.com/en-ca/print/pdf/node/127581
Wall Mount | Fiberglass | Type 3, 3R, 4, 4X, 12, 13; IP66 | ANSI 61 | 1527 | 922 | 406 | A60P36 A60P36G | 1448 | 838 | A60H3616GQRLP | FALSE | HOFFMAN |  | UL cUL | https://hoffman.nvent.com/en-ca/products/hinge-cover-3-point-or-quick-release-latch-type-4x | https://hoffman.nvent.com/en-ca/print/pdf/node/127581
Wall Mount | Mild Steel | Type 3, 4, 12, and 13; IP66 | ANSI 61 | 406 | 305 | 152 | A16P12 A16P12G | 330 | 229 | A16H12ALP | FALSE | HOFFMAN |  | UL cUL | https://hoffman.nvent.com/en-ca/products/continuous-hinge-clamps-lp-type-4-0 | https://hoffman.nvent.com/en-ca/print/pdf/node/125691
Wall Mount | Mild Steel | Type 3, 4, 12, and 13; IP66 | ANSI 61 | 406 | 305 | 203 | A16P12 A16P12G | 330 | 229 | A16H12BLP | FALSE | HOFFMAN |  | UL cUL | https://hoffman.nvent.com/en-ca/products/continuous-hinge-clamps-lp-type-4-0 | https://hoffman.nvent.com/en-ca/print/pdf/node/125691
Wall Mount | Mild Steel | Type 3, 4, 12, and 13; IP66 | ANSI 61 | 406 | 406 | 152 | A16P16 A16P16G | 330 | 330 | A16H16ALP | FALSE | HOFFMAN |  | UL cUL | https://hoffman.nvent.com/en-ca/products/continuous-hinge-clamps-lp-type-4-0 | https://hoffman.nvent.com/en-ca/print/pdf/node/125691
Wall Mount | Mild Steel | Type 3, 4, 12, and 13; IP66 | ANSI 61 | 406 | 508 | 152 | A20P16 A20P16G | 432 | 330 | A16H20ALP | FALSE | HOFFMAN |  | UL cUL | https://hoffman.nvent.com/en-ca/products/continuous-hinge-clamps-lp-type-4-0 | https://hoffman.nvent.com/en-ca/print/pdf/node/125691
Wall Mount | Mild Steel | Type 3, 4, 12, and 13; IP66 | ANSI 61 | 508 | 406 | 254 | A20P16 A20P16G | 432 | 330 | A20H16CLP | FALSE | HOFFMAN |  | UL cUL | https://hoffman.nvent.com/en-ca/products/continuous-hinge-clamps-lp-type-4-0 | https://hoffman.nvent.com/en-ca/print/pdf/node/125691
Wall Mount | Mild Steel | Type 3, 4, 12, and 13; IP66 | ANSI 61 | 508 | 406 | 152 | A20P16 A20P16G | 432 | 330 | A20H16ALP | FALSE | HOFFMAN |  | UL cUL | https://hoffman.nvent.com/en-ca/products/continuous-hinge-clamps-lp-type-4-0 | https://hoffman.nvent.com/en-ca/print/pdf/node/125691
Wall Mount | Mild Steel | Type 3, 4, 12, and 13; IP66 | ANSI 61 | 508 | 406 | 203 | A20P16 A20P16G | 432 | 330 | A20H16BLP | FALSE | HOFFMAN |  | UL cUL | https://hoffman.nvent.com/en-ca/products/continuous-hinge-clamps-lp-type-4-0 | https://hoffman.nvent.com/en-ca/print/pdf/node/125691
Wall Mount | Mild Steel | Type 3, 4, 12, and 13; IP66 | ANSI 61 | 508 | 508 | 152 | A20P20 A20P20G | 432 | 432 | A20H20ALP | FALSE | HOFFMAN |  | UL cUL | https://hoffman.nvent.com/en-ca/products/continuous-hinge-clamps-lp-type-4-0 | https://hoffman.nvent.com/en-ca/print/pdf/node/125691
Wall Mount | Mild Steel | Type 3, 4, 12, and 13; IP66 | ANSI 61 | 508 | 508 | 203 | A20P20 A20P20G | 432 | 432 | A20H20BLP | FALSE | HOFFMAN |  | UL cUL | https://hoffman.nvent.com/en-ca/products/continuous-hinge-clamps-lp-type-4-0 | https://hoffman.nvent.com/en-ca/print/pdf/node/125691
Wall Mount | Mild Steel | Type 3, 4, 12, and 13; IP66 | ANSI 61 | 508 | 610 | 203 | A24P20 A24P20G | 533 | 432 | A20H24BLP | FALSE | HOFFMAN |  | UL cUL | https://hoffman.nvent.com/en-ca/products/continuous-hinge-clamps-lp-type-4-0 | https://hoffman.nvent.com/en-ca/print/pdf/node/125691
Wall Mount | Mild Steel | Type 3, 4, 12, and 13; IP66 | ANSI 61 | 610 | 305 | 152 | A12P24 A12P24G | 229 | 533 | A24H12ALP | FALSE | HOFFMAN |  | UL cUL | https://hoffman.nvent.com/en-ca/products/continuous-hinge-clamps-lp-type-4-0 | https://hoffman.nvent.com/en-ca/print/pdf/node/125691
Wall Mount | Mild Steel | Type 3, 4, 12, and 13; IP66 | ANSI 61 | 610 | 406 | 152 | A24P16 A24P16G | 533 | 330 | A24H16ALP | FALSE | HOFFMAN |  | UL cUL | https://hoffman.nvent.com/en-ca/products/continuous-hinge-clamps-lp-type-4-0 | https://hoffman.nvent.com/en-ca/print/pdf/node/125691
Wall Mount | Mild Steel | Type 3, 4, 12, and 13; IP66 | ANSI 61 | 610 | 508 | 254 | A24P20 A24P20G | 533 | 432 | A24H20CLP | FALSE | HOFFMAN |  | UL cUL | https://hoffman.nvent.com/en-ca/products/continuous-hinge-clamps-lp-type-4-0 | https://hoffman.nvent.com/en-ca/print/pdf/node/125691
Wall Mount | Mild Steel | Type 3, 4, 12, and 13; IP66 | ANSI 61 | 610 | 508 | 152 | A24P20 A24P20G | 533 | 432 | A24H20ALP | FALSE | HOFFMAN |  | UL cUL | https://hoffman.nvent.com/en-ca/products/continuous-hinge-clamps-lp-type-4-0 | https://hoffman.nvent.com/en-ca/print/pdf/node/125691
Wall Mount | Mild Steel | Type 3, 4, 12, and 13; IP66 | ANSI 61 | 610 | 508 | 203 | A24P20 A24P20G | 533 | 432 | A24H20BLP | FALSE | HOFFMAN |  | UL cUL | https://hoffman.nvent.com/en-ca/products/continuous-hinge-clamps-lp-type-4-0 | https://hoffman.nvent.com/en-ca/print/pdf/node/125691
Wall Mount | Mild Steel | Type 3, 4, 12, and 13; IP66 | ANSI 61 | 610 | 610 | 152 | A24P24 A24P24G | 533 | 533 | A24H24ALP | FALSE | HOFFMAN |  | UL cUL | https://hoffman.nvent.com/en-ca/products/continuous-hinge-clamps-lp-type-4-0 | https://hoffman.nvent.com/en-ca/print/pdf/node/125691
Wall Mount | Mild Steel | Type 3, 4, 12, and 13; IP66 | ANSI 61 | 610 | 610 | 203 | A24P24 A24P24G | 533 | 533 | A24H24BLP | FALSE | HOFFMAN |  | UL cUL | https://hoffman.nvent.com/en-ca/products/continuous-hinge-clamps-lp-type-4-0 | https://hoffman.nvent.com/en-ca/print/pdf/node/125691
Wall Mount | Mild Steel | Type 3, 4, 12, and 13; IP66 | ANSI 61 | 610 | 762 | 203 | A30P24 A30P24G | 686 | 533 | A24H30BLP | FALSE | HOFFMAN |  | UL cUL | https://hoffman.nvent.com/en-ca/products/continuous-hinge-clamps-lp-type-4-0 | https://hoffman.nvent.com/en-ca/print/pdf/node/125691
Wall Mount | Mild Steel | Type 3, 4, 12, and 13; IP66 | ANSI 61 | 762 | 508 | 152 | A30P20 A30P20G | 686 | 432 | A30H20ALP | FALSE | HOFFMAN |  | UL cUL | https://hoffman.nvent.com/en-ca/products/continuous-hinge-clamps-lp-type-4-0 | https://hoffman.nvent.com/en-ca/print/pdf/node/125691
Wall Mount | Mild Steel | Type 3, 4, 12, and 13; IP66 | ANSI 61 | 762 | 508 | 203 | A30P20 A30P20G | 686 | 432 | A30H20BLP | FALSE | HOFFMAN |  | UL cUL | https://hoffman.nvent.com/en-ca/products/continuous-hinge-clamps-lp-type-4-0 | https://hoffman.nvent.com/en-ca/print/pdf/node/125691
Wall Mount | Mild Steel | Type 3, 4, 12, and 13; IP66 | ANSI 61 | 762 | 610 | 254 | A30P24 A30P24G | 686 | 533 | A30H24CLP | FALSE | HOFFMAN |  | UL cUL | https://hoffman.nvent.com/en-ca/products/continuous-hinge-clamps-lp-type-4-0 | https://hoffman.nvent.com/en-ca/print/pdf/node/125691
Wall Mount | Mild Steel | Type 3, 4, 12, and 13; IP66 | ANSI 61 | 762 | 610 | 305 | A30P24 A30P24G | 686 | 533 | A30H24DLP | FALSE | HOFFMAN |  | UL cUL | https://hoffman.nvent.com/en-ca/products/continuous-hinge-clamps-lp-type-4-0 | https://hoffman.nvent.com/en-ca/print/pdf/node/125691
Wall Mount | Mild Steel | Type 3, 4, 12, and 13; IP66 | ANSI 61 | 762 | 610 | 152 | A30P24 A30P24G | 686 | 533 | A30H24ALP | FALSE | HOFFMAN |  | UL cUL | https://hoffman.nvent.com/en-ca/products/continuous-hinge-clamps-lp-type-4-0 | https://hoffman.nvent.com/en-ca/print/pdf/node/125691
Wall Mount | Mild Steel | Type 3, 4, 12, and 13; IP66 | ANSI 61 | 762 | 610 | 203 | A30P24 A30P24G | 686 | 533 | A30H24BLP | FALSE | HOFFMAN |  | UL cUL | https://hoffman.nvent.com/en-ca/products/continuous-hinge-clamps-lp-type-4-0 | https://hoffman.nvent.com/en-ca/print/pdf/node/125691
Wall Mount | Mild Steel | Type 3, 4, 12, and 13; IP66 | ANSI 61 | 762 | 762 | 203 | A30P30 A30P30G | 686 | 686 | A30H30BLP | FALSE | HOFFMAN |  | UL cUL | https://hoffman.nvent.com/en-ca/products/continuous-hinge-clamps-lp-type-4-0 | https://hoffman.nvent.com/en-ca/print/pdf/node/125691
Wall Mount | Mild Steel | Type 3, 4, 12, and 13; IP66 | ANSI 61 | 914 | 610 | 152 | A36P24 A36P24G | 838 | 533 | A36H24ALP | FALSE | HOFFMAN |  | UL cUL | https://hoffman.nvent.com/en-ca/products/continuous-hinge-clamps-lp-type-4-0 | https://hoffman.nvent.com/en-ca/print/pdf/node/125691
Wall Mount | Mild Steel | Type 3, 4, 12, and 13; IP66 | ANSI 61 | 914 | 610 | 203 | A36P24 A36P24G | 838 | 533 | A36H24BLP | FALSE | HOFFMAN |  | UL cUL | https://hoffman.nvent.com/en-ca/products/continuous-hinge-clamps-lp-type-4-0 | https://hoffman.nvent.com/en-ca/print/pdf/node/125691
Wall Mount | Mild Steel | Type 3, 4, 12, and 13; IP66 | ANSI 61 | 914 | 762 | 254 | A36P30 A36P30G | 838 | 686 | A36H30CLP | FALSE | HOFFMAN |  | UL cUL | https://hoffman.nvent.com/en-ca/products/continuous-hinge-clamps-lp-type-4-0 | https://hoffman.nvent.com/en-ca/print/pdf/node/125691
Wall Mount | Mild Steel | Type 3, 4, 12, and 13; IP66 | ANSI 61 | 914 | 762 | 305 | A36P30 A36P30G | 838 | 686 | A36H30DLP | FALSE | HOFFMAN |  | UL cUL | https://hoffman.nvent.com/en-ca/products/continuous-hinge-clamps-lp-type-4-0 | https://hoffman.nvent.com/en-ca/print/pdf/node/125691
Wall Mount | Mild Steel | Type 3, 4, 12, and 13; IP66 | ANSI 61 | 914 | 762 | 406 | A36P30 A36P30G | 838 | 686 | A36H30FLP | FALSE | HOFFMAN |  | UL cUL | https://hoffman.nvent.com/en-ca/products/continuous-hinge-clamps-lp-type-4-0 | https://hoffman.nvent.com/en-ca/print/pdf/node/125691
Wall Mount | Mild Steel | Type 3, 4, 12, and 13; IP66 | ANSI 61 | 914 | 762 | 203 | A36P30 A36P30G | 838 | 686 | A36H30BLP | FALSE | HOFFMAN |  | UL cUL | https://hoffman.nvent.com/en-ca/products/continuous-hinge-clamps-lp-type-4-0 | https://hoffman.nvent.com/en-ca/print/pdf/node/125691
Wall Mount | Mild Steel | Type 3, 4, 12, and 13; IP66 | ANSI 61 | 1067 | 762 | 203 | A42P30 A42P30G | 991 | 686 | A42H30BLP | FALSE | HOFFMAN |  | UL cUL | https://hoffman.nvent.com/en-ca/products/continuous-hinge-clamps-lp-type-4-0 | https://hoffman.nvent.com/en-ca/print/pdf/node/125691
Wall Mount | Mild Steel | Type 3, 4, 12, and 13; IP66 | ANSI 61 | 1067 | 914 | 203 | A42P36 A42P36G | 991 | 838 | A42H36BLP | FALSE | HOFFMAN |  | UL cUL | https://hoffman.nvent.com/en-ca/products/continuous-hinge-clamps-lp-type-4-0 | https://hoffman.nvent.com/en-ca/print/pdf/node/125691
Wall Mount | Mild Steel | Type 3, 4, 12, and 13; IP66 | ANSI 61 | 1219 | 762 | 254 | A48P30 A48P30G | 1143 | 686 | A48H30CLP | FALSE | HOFFMAN |  | UL cUL | https://hoffman.nvent.com/en-ca/products/continuous-hinge-clamps-lp-type-4-0 | https://hoffman.nvent.com/en-ca/print/pdf/node/125691
Wall Mount | Mild Steel | Type 3, 4, 12, and 13; IP66 | ANSI 61 | 1219 | 914 | 254 | A48P36 A48P36G | 1143 | 838 | A48H36CLP | FALSE | HOFFMAN |  | UL cUL | https://hoffman.nvent.com/en-ca/products/continuous-hinge-clamps-lp-type-4-0 | https://hoffman.nvent.com/en-ca/print/pdf/node/125691
Wall Mount | Mild Steel | Type 3, 4, 12, and 13; IP66 | ANSI 61 | 1219 | 914 | 305 | A48P36 A48P36G | 1143 | 838 | A48H36DLP | FALSE | HOFFMAN |  | UL cUL | https://hoffman.nvent.com/en-ca/products/continuous-hinge-clamps-lp-type-4-0 | https://hoffman.nvent.com/en-ca/print/pdf/node/125691
Wall Mount | Mild Steel | Type 3, 4, 12, and 13; IP66 | ANSI 61 | 1219 | 914 | 406 | 48P36 A48P36G | 1143 | 838 | A48H36FLP | FALSE | HOFFMAN |  | UL cUL | https://hoffman.nvent.com/en-ca/products/continuous-hinge-clamps-lp-type-4-0 | https://hoffman.nvent.com/en-ca/print/pdf/node/125691
Wall Mount | Mild Steel | Type 3, 4, 12, and 13; IP66 | ANSI 61 | 1219 | 914 | 203 | A48P36 A48P36G | 1143 | 838 | A48H36BLP | FALSE | HOFFMAN |  | UL cUL | https://hoffman.nvent.com/en-ca/products/continuous-hinge-clamps-lp-type-4-0 | https://hoffman.nvent.com/en-ca/print/pdf/node/125691
Wall Mount | Mild Steel | Type 3, 4, 12, and 13; IP66 | ANSI 61 | 1524 | 914 | 254 | A60P36 A60P36G | 1448 | 838 | A60H36CLP | FALSE | HOFFMAN |  | UL cUL | https://hoffman.nvent.com/en-ca/products/continuous-hinge-clamps-lp-type-4-0 | https://hoffman.nvent.com/en-ca/print/pdf/node/125691
Wall Mount | Mild Steel | Type 3, 4, 12, and 13; IP66 | ANSI 61 | 1524 | 914 | 406 | A60P36 A60P36G | 1448 | 838 | A60H36FLP | FALSE | HOFFMAN |  | UL cUL | https://hoffman.nvent.com/en-ca/products/continuous-hinge-clamps-lp-type-4-0 | https://hoffman.nvent.com/en-ca/print/pdf/node/125691
Wall Mount | Mild Steel | Type 3, 4, 12, and 13; IP66 | ANSI 61 | 1524 | 914 | 203 | A60P36 A60P36G | 1448 | 838 | A60H36BLP | FALSE | HOFFMAN |  | UL cUL | https://hoffman.nvent.com/en-ca/products/continuous-hinge-clamps-lp-type-4-0 | https://hoffman.nvent.com/en-ca/print/pdf/node/125691
Wall Mount | Polyester | Type 4, 4X, 12, 13; IP66 | RAL 7035 | 255 | 255 | 162 | A10P10 A10P10AL | 222 | 226 | A10106PHC | FALSE | HOFFMAN |  | UL cUL | https://hoffman.nvent.com/en-ca/products/polypro-type-4x-0 | https://hoffman.nvent.com/en-ca/print/pdf/node/127616
Wall Mount | Polyester | Type 4, 4X, 12, 13; IP66 | RAL 7035 | 257 | 206 | 111 | A10P8 A10P8AL | 222 | 175 | A1084PHC | FALSE | HOFFMAN |  | UL cUL | https://hoffman.nvent.com/en-ca/products/polypro-type-4x-0 | https://hoffman.nvent.com/en-ca/print/pdf/node/127616
Wall Mount | Polyester | Type 4, 4X, 12, 13; IP66 | RAL 7035 | 307 | 256 | 162 | A12P10 A12P10AL | 273 | 226 | A12106PHC | FALSE | HOFFMAN |  | UL cUL | https://hoffman.nvent.com/en-ca/products/polypro-type-4x-0 | https://hoffman.nvent.com/en-ca/print/pdf/node/127616
Wall Mount | Polyester | Type 4, 4X, 12, 13; IP66 | RAL 7035 | 370 | 320 | 212 | A14P12 A14P12AL | 324 | 276 | A14128PHC | FALSE | HOFFMAN |  | UL cUL | https://hoffman.nvent.com/en-ca/products/polypro-type-4x-0 | https://hoffman.nvent.com/en-ca/print/pdf/node/127616
Wall Mount | Polyester | Type 4, 4X, 12, 13; IP66 | RAL 7035 | 421 | 370 | 212 | A16P14 A16P14AL | 375 | 327 | A16148PHC | FALSE | HOFFMAN |  | UL cUL | https://hoffman.nvent.com/en-ca/products/polypro-type-4x-0 | https://hoffman.nvent.com/en-ca/print/pdf/node/127616
Wall Mount | Polyester | Type 4, 4X, 12, 13; IP66 | RAL 7035 | 472 | 421 | 263 | A18P16 A18P16AL | 425 | 378 | A181610PHC | FALSE | HOFFMAN |  | UL cUL | https://hoffman.nvent.com/en-ca/products/polypro-type-4x-0 | https://hoffman.nvent.com/en-ca/print/pdf/node/127616
Wall Mount | Polyester | Type 4, 4X, 12, 13; IP66 | RAL 7035 | 155 | 105 | 111 | A6P4 A6P4AL | 124 | 73 | A644PHC | FALSE | HOFFMAN |  | UL cUL | https://hoffman.nvent.com/en-ca/products/polypro-type-4x-0 | https://hoffman.nvent.com/en-ca/print/pdf/node/127616
Wall Mount | Polyester | Type 4, 4X, 12, 13; IP66 | RAL 7035 | 155 | 155 | 111 | A6P6 A6P6AL | 124 | 124 | A664PHC | FALSE | HOFFMAN |  | UL cUL | https://hoffman.nvent.com/en-ca/products/polypro-type-4x-0 | https://hoffman.nvent.com/en-ca/print/pdf/node/127616
Wall Mount | Polyester | Type 4, 4X, 12, 13; IP66 | RAL 7035 | 206 | 155 | 111 | A8P6 A8P6AL | 171 | 124 | A864PHC | FALSE | HOFFMAN |  | UL cUL | https://hoffman.nvent.com/en-ca/products/polypro-type-4x-0 | https://hoffman.nvent.com/en-ca/print/pdf/node/127616
Wall Mount | Polyester | Type 4, 4X, 12, 13; IP66 | RAL 7035 | 206 | 206 | 111 | A8P8 A8P8AL | 171 | 175 | A884PHC | FALSE | HOFFMAN |  | UL cUL | https://hoffman.nvent.com/en-ca/products/polypro-type-4x-0 | https://hoffman.nvent.com/en-ca/print/pdf/node/127616
Wall Mount | Polyester | Type 4, 4X, 12, 13; IP66 | RAL 7035 | 255 | 255 | 162 | A10P10 A10P10AL | 222 | 226 | A10106PHCW | TRUE | HOFFMAN |  | UL cUL | https://hoffman.nvent.com/en-ca/products/polypro-type-4x-0 | https://hoffman.nvent.com/en-ca/print/pdf/node/127616
Wall Mount | Polyester | Type 4, 4X, 12, 13; IP66 | RAL 7035 | 257 | 206 | 111 | A10P8 A10P8AL | 222 | 175 | A1084PHCW | TRUE | HOFFMAN |  | UL cUL | https://hoffman.nvent.com/en-ca/products/polypro-type-4x-0 | https://hoffman.nvent.com/en-ca/print/pdf/node/127616
Wall Mount | Polyester | Type 4, 4X, 12, 13; IP66 | RAL 7035 | 307 | 256 | 162 | A12P10 A12P10AL | 273 | 226 | A12106PHCW | TRUE | HOFFMAN |  | UL cUL | https://hoffman.nvent.com/en-ca/products/polypro-type-4x-0 | https://hoffman.nvent.com/en-ca/print/pdf/node/127616
Wall Mount | Polyester | Type 4, 4X, 12, 13; IP66 | RAL 7035 | 370 | 320 | 212 | A14P12 A14P12AL | 324 | 276 | A14128PHCW | TRUE | HOFFMAN |  | UL cUL | https://hoffman.nvent.com/en-ca/products/polypro-type-4x-0 | https://hoffman.nvent.com/en-ca/print/pdf/node/127616
Wall Mount | Polyester | Type 4, 4X, 12, 13; IP66 | RAL 7035 | 421 | 370 | 212 | A16P14 A16P14AL | 375 | 327 | A16148PHCW | TRUE | HOFFMAN |  | UL cUL | https://hoffman.nvent.com/en-ca/products/polypro-type-4x-0 | https://hoffman.nvent.com/en-ca/print/pdf/node/127616
Wall Mount | Polyester | Type 4, 4X, 12, 13; IP66 | RAL 7035 | 472 | 421 | 263 | A18P16 A18P16AL | 425 | 378 | A181610PHCW | TRUE | HOFFMAN |  | UL cUL | https://hoffman.nvent.com/en-ca/products/polypro-type-4x-0 | https://hoffman.nvent.com/en-ca/print/pdf/node/127616
Wall Mount | Polyester | Type 4, 4X, 12, 13; IP66 | RAL 7035 | 155 | 105 | 111 | A6P4 A6P4AL | 124 | 73 | A644PHCW | TRUE | HOFFMAN |  | UL cUL | https://hoffman.nvent.com/en-ca/products/polypro-type-4x-0 | https://hoffman.nvent.com/en-ca/print/pdf/node/127616
Wall Mount | Polyester | Type 4, 4X, 12, 13; IP66 | RAL 7035 | 155 | 155 | 111 | A6P6 A6P6AL | 124 | 124 | A664PHCW | TRUE | HOFFMAN |  | UL cUL | https://hoffman.nvent.com/en-ca/products/polypro-type-4x-0 | https://hoffman.nvent.com/en-ca/print/pdf/node/127616
Wall Mount | Polyester | Type 4, 4X, 12, 13; IP66 | RAL 7035 | 206 | 155 | 111 | A8P6 A8P6AL | 171 | 124 | A864PHCW | TRUE | HOFFMAN |  | UL cUL | https://hoffman.nvent.com/en-ca/products/polypro-type-4x-0 | https://hoffman.nvent.com/en-ca/print/pdf/node/127616
Wall Mount | Polyester | Type 4, 4X, 12, 13; IP66 | RAL 7035 | 206 | 206 | 111 | A8P8 A8P8AL | 171 | 175 | A884PHCW | TRUE | HOFFMAN |  | UL cUL | https://hoffman.nvent.com/en-ca/products/polypro-type-4x-0 | https://hoffman.nvent.com/en-ca/print/pdf/node/127616
Wall Mount | Fiberglass | Type 3, 3R, 4, 4X, 12, 13; IP66 | RAL 7035 | 1000 | 800 | 300 | A40P30 A40P30G | 940 | 737 | UU1008030 | FALSE | HOFFMAN |  | UL cUL | https://hoffman.nvent.com/en-ca/products/ultrx-type-4x-0 | https://hoffman.nvent.com/en-ca/print/pdf/node/127691
Wall Mount | Fiberglass | Type 3, 3R, 4, 4X, 12, 13; IP66 | RAL 7035 | 1000 | 800 | 300 | A40P30 A40P30G | 940 | 737 | UU1008030W | TRUE | HOFFMAN |  | UL cUL | https://hoffman.nvent.com/en-ca/products/ultrx-type-4x-0 | https://hoffman.nvent.com/en-ca/print/pdf/node/127691
Wall Mount | Fiberglass | Type 3, 3R, 4, 4X, 12, 13; IP66 | RAL 7035 | 500 | 400 | 300 | A20P16 A20P16G | 432 | 330 | UU504030 | FALSE | HOFFMAN |  | UL cUL | https://hoffman.nvent.com/en-ca/products/ultrx-type-4x-0 | https://hoffman.nvent.com/en-ca/print/pdf/node/127691
Wall Mount | Fiberglass | Type 3, 3R, 4, 4X, 12, 13; IP66 | RAL 7035 | 500 | 400 | 300 | A20P16 A20P16G | 432 | 330 | UU504030W | TRUE | HOFFMAN |  | UL cUL | https://hoffman.nvent.com/en-ca/products/ultrx-type-4x-0 | https://hoffman.nvent.com/en-ca/print/pdf/node/127691
Wall Mount | Fiberglass | Type 3, 3R, 4, 4X, 12, 13; IP66 | RAL 7035 | 500 | 400 | 200 | A20P16 A20P16G | 432 | 330 | UU504020 | FALSE | HOFFMAN |  | UL cUL | https://hoffman.nvent.com/en-ca/products/ultrx-type-4x-0 | https://hoffman.nvent.com/en-ca/print/pdf/node/127691
Wall Mount | Fiberglass | Type 3, 3R, 4, 4X, 12, 13; IP66 | RAL 7035 | 500 | 400 | 200 | A20P16 A20P16G | 439 | 330 | UU504020W | TRUE | HOFFMAN |  | UL cUL | https://hoffman.nvent.com/en-ca/products/ultrx-type-4x-0 | https://hoffman.nvent.com/en-ca/print/pdf/node/127691
Wall Mount | Fiberglass | Type 3, 3R, 4, 4X, 12, 13; IP66 | RAL 7035 | 600 | 500 | 250 | A24P20 A24P20G | 533 | 432 | UU605025 | FALSE | HOFFMAN |  | UL cUL | https://hoffman.nvent.com/en-ca/products/ultrx-type-4x-0 | https://hoffman.nvent.com/en-ca/print/pdf/node/127691
Wall Mount | Fiberglass | Type 3, 3R, 4, 4X, 12, 13; IP66 | RAL 7035 | 600 | 500 | 250 | A24P20 A24P20G | 533 | 432 | UU605025W | TRUE | HOFFMAN |  | UL cUL | https://hoffman.nvent.com/en-ca/products/ultrx-type-4x-0 | https://hoffman.nvent.com/en-ca/print/pdf/node/127691
Wall Mount | Fiberglass | Type 3, 3R, 4, 4X, 12, 13; IP66 | RAL 7035 | 600 | 600 | 200 | A24P24 A24P24G | 533 | 533 | UU606020 | FALSE | HOFFMAN |  | UL cUL | https://hoffman.nvent.com/en-ca/products/ultrx-type-4x-0 | https://hoffman.nvent.com/en-ca/print/pdf/node/127691
Wall Mount | Fiberglass | Type 3, 3R, 4, 4X, 12, 13; IP66 | RAL 7035 | 600 | 600 | 200 | A24P24 A24P24G | 533 | 533 | UU606020W | TRUE | HOFFMAN |  | UL cUL | https://hoffman.nvent.com/en-ca/products/ultrx-type-4x-0 | https://hoffman.nvent.com/en-ca/print/pdf/node/127691
Wall Mount | Fiberglass | Type 3, 3R, 4, 4X, 12, 13; IP66 | RAL 7035 | 600 | 600 | 300 | A24P24 A24P24G | 533 | 533 | UU606030 | FALSE | HOFFMAN |  | UL cUL | https://hoffman.nvent.com/en-ca/products/ultrx-type-4x-0 | https://hoffman.nvent.com/en-ca/print/pdf/node/127691
Wall Mount | Fiberglass | Type 3, 3R, 4, 4X, 12, 13; IP66 | RAL 7035 | 600 | 600 | 300 | A24P24 A24P24G | 533 | 533 | UU606030W | TRUE | HOFFMAN |  | UL cUL | https://hoffman.nvent.com/en-ca/products/ultrx-type-4x-0 | https://hoffman.nvent.com/en-ca/print/pdf/node/127691
Wall Mount | Fiberglass | Type 3, 3R, 4, 4X, 12, 13; IP66 | RAL 7035 | 600 | 600 | 400 | A24P24 A24P24G | 533 | 533 | UU606040 | FALSE | HOFFMAN |  | UL cUL | https://hoffman.nvent.com/en-ca/products/ultrx-type-4x-0 | https://hoffman.nvent.com/en-ca/print/pdf/node/127691
Wall Mount | Fiberglass | Type 3, 3R, 4, 4X, 12, 13; IP66 | RAL 7035 | 600 | 600 | 400 | A24P24 A24P24G | 533 | 533 | UU606040W | TRUE | HOFFMAN |  | UL cUL | https://hoffman.nvent.com/en-ca/products/ultrx-type-4x-0 | https://hoffman.nvent.com/en-ca/print/pdf/node/127691
Wall Mount | Fiberglass | Type 3, 3R, 4, 4X, 12, 13; IP66 | RAL 7035 | 750 | 600 | 300 | A30P24 A30P24G | 686 | 533 | UU756030 | FALSE | HOFFMAN |  | UL cUL | https://hoffman.nvent.com/en-ca/products/ultrx-type-4x-0 | https://hoffman.nvent.com/en-ca/print/pdf/node/127691
Wall Mount | Fiberglass | Type 3, 3R, 4, 4X, 12, 13; IP66 | RAL 7035 | 750 | 600 | 300 | A30P24 A30P24G | 686 | 533 | UU756030W | TRUE | HOFFMAN |  | UL cUL | https://hoffman.nvent.com/en-ca/products/ultrx-type-4x-0 | https://hoffman.nvent.com/en-ca/print/pdf/node/127691
Wall Mount | Fiberglass | Type 3, 3R, 4, 4X, 12, 13; IP66 | RAL 7035 | 750 | 600 | 400 | A30P24 A30P24G | 686 | 533 | UU756040 | FALSE | HOFFMAN |  | UL cUL | https://hoffman.nvent.com/en-ca/products/ultrx-type-4x-0 | https://hoffman.nvent.com/en-ca/print/pdf/node/127691
Wall Mount | Fiberglass | Type 3, 3R, 4, 4X, 12, 13; IP66 | RAL 7035 | 750 | 600 | 400 | A30P24 A30P24G | 686 | 533 | UU756040W | TRUE | HOFFMAN |  | UL cUL | https://hoffman.nvent.com/en-ca/products/ultrx-type-4x-0 | https://hoffman.nvent.com/en-ca/print/pdf/node/127691
Wall Mount | ABS | Type 4, 4X, 6, 12, 13; IP67 | RAL 7035 | 80 | 120 | 56 | Q128PD | 91 | 65 | Q1286ABD | FALSE | HOFFMAN |  | UL cUL | https://hoffman.nvent.com/en-ca/products/qline-d-type-4x-0 | https://hoffman.nvent.com/en-ca/print/pdf/node/127631
Wall Mount | ABS | Type 4, 4X, 6, 12, 13; IP67 | RAL 7035 | 80 | 120 | 86 | Q128PD | 91 | 65 | Q1289ABD | FALSE | HOFFMAN |  | UL cUL | https://hoffman.nvent.com/en-ca/products/qline-d-type-4x-0 | https://hoffman.nvent.com/en-ca/print/pdf/node/127631
Wall Mount | ABS | Type 4, 4X, 6, 12, 13; IP67 | RAL 7035 | 120 | 122 | 56 | Q1212PD | 105 | 93 | Q12126ABD | FALSE | HOFFMAN |  | UL cUL | https://hoffman.nvent.com/en-ca/products/qline-d-type-4x-0 | https://hoffman.nvent.com/en-ca/print/pdf/node/127631
Wall Mount | ABS | Type 4, 4X, 6, 12, 13; IP67 | RAL 7035 | 120 | 122 | 86 | Q1212PD | 105 | 93 | Q12129ABD | FALSE | HOFFMAN |  | UL cUL | https://hoffman.nvent.com/en-ca/products/qline-d-type-4x-0 | https://hoffman.nvent.com/en-ca/print/pdf/node/127631
Wall Mount | ABS | Type 4, 4X, 6, 12, 13; IP67 | RAL 7035 | 120 | 160 | 91 | Q1612PD | 130 | 100 | Q16129ABD | FALSE | HOFFMAN |  | UL cUL | https://hoffman.nvent.com/en-ca/products/qline-d-type-4x-0 | https://hoffman.nvent.com/en-ca/print/pdf/node/127631
Wall Mount | ABS | Type 4, 4X, 6, 12, 13; IP67 | RAL 7035 | 80 | 160 | 56 | Q168PD | 131 | 65 | Q1686ABD | FALSE | HOFFMAN |  | UL cUL | https://hoffman.nvent.com/en-ca/products/qline-d-type-4x-0 | https://hoffman.nvent.com/en-ca/print/pdf/node/127631
Wall Mount | ABS | Type 4, 4X, 6, 12, 13; IP67 | RAL 7035 | 80 | 160 | 86 | Q168PD | 131 | 65 | Q1689ABD | FALSE | HOFFMAN |  | UL cUL | https://hoffman.nvent.com/en-ca/products/qline-d-type-4x-0 | https://hoffman.nvent.com/en-ca/print/pdf/node/127631
Wall Mount | ABS | Type 4, 4X, 6, 12, 13; IP67 | RAL 7035 | 120 | 200 | 86 | Q2012PD | 170 | 100 | Q20129ABD | FALSE | HOFFMAN |  | UL cUL | https://hoffman.nvent.com/en-ca/products/qline-d-type-4x-0 | https://hoffman.nvent.com/en-ca/print/pdf/node/127631
Wall Mount | ABS | Type 4, 4X, 6, 12, 13; IP67 | RAL 7035 | 150 | 200 | 76 | Q2015PD | 170 | 128 | Q20158ABD | FALSE | HOFFMAN |  | UL cUL | https://hoffman.nvent.com/en-ca/products/qline-d-type-4x-0 | https://hoffman.nvent.com/en-ca/print/pdf/node/127631
Wall Mount | ABS | Type 4, 4X, 6, 12, 13; IP67 | RAL 7035 | 160 | 240 | 121 | Q2416PD | 211 | 148 | Q241612ABD | FALSE | HOFFMAN |  | UL cUL | https://hoffman.nvent.com/en-ca/products/qline-d-type-4x-0 | https://hoffman.nvent.com/en-ca/print/pdf/node/127631
Wall Mount | ABS | Type 4, 4X, 6, 12, 13; IP67 | RAL 7035 | 160 | 240 | 91 | Q2416PD | 211 | 148 | Q24169ABD | FALSE | HOFFMAN |  | UL cUL | https://hoffman.nvent.com/en-ca/products/qline-d-type-4x-0 | https://hoffman.nvent.com/en-ca/print/pdf/node/127631
Wall Mount | ABS | Type 4, 4X, 6, 12, 13; IP67 | RAL 7035 | 230 | 300 | 111 | Q3023PD | 265 | 210 | Q302311ABD | FALSE | HOFFMAN |  | UL cUL | https://hoffman.nvent.com/en-ca/products/qline-d-type-4x-0 | https://hoffman.nvent.com/en-ca/print/pdf/node/127631
Wall Mount | ABS | Type 4, 4X, 6, 12, 13; IP67 | RAL 7035 | 230 | 300 | 86 | Q3023PD | 265 | 210 | Q30239ABD | FALSE | HOFFMAN |  | UL cUL | https://hoffman.nvent.com/en-ca/products/qline-d-type-4x-0 | https://hoffman.nvent.com/en-ca/print/pdf/node/127631
Wall Mount | ABS | Type 4, 4X, 6, 12, 13; IP67 | RAL 7035 | 53 | 55 | 36 |  |  |  | Q554ABD | FALSE | HOFFMAN |  | UL cUL | https://hoffman.nvent.com/en-ca/products/qline-d-type-4x-0 | https://hoffman.nvent.com/en-ca/print/pdf/node/127631
Wall Mount | ABS | Type 4, 4X, 6, 12, 13; IP67 | RAL 7035 | 80 | 82 | 56 | Q88PD | 68 | 55 | Q886ABD | FALSE | HOFFMAN |  | UL cUL | https://hoffman.nvent.com/en-ca/products/qline-d-type-4x-0 | https://hoffman.nvent.com/en-ca/print/pdf/node/127631
Wall Mount | ABS | Type 4, 4X, 6, 12, 13; IP67 | RAL 7035 | 80 | 82 | 86 | Q88PD | 68 | 55 | Q889ABD | FALSE | HOFFMAN |  | UL cUL | https://hoffman.nvent.com/en-ca/products/qline-d-type-4x-0 | https://hoffman.nvent.com/en-ca/print/pdf/node/127631
Wall Mount | ABS | Type 4, 4X, 6, 12, 13; IP67 | RAL 7035 | 80 | 120 | 56 | Q128PD | 91 | 65 | Q1286ABDCC | FALSE | HOFFMAN |  | UL cUL | https://hoffman.nvent.com/en-ca/products/qline-d-type-4x-0 | https://hoffman.nvent.com/en-ca/print/pdf/node/127631
Wall Mount | ABS | Type 4, 4X, 6, 12, 13; IP67 | RAL 7035 | 80 | 120 | 86 | Q128PD | 91 | 65 | Q1289ABDCC | FALSE | HOFFMAN |  | UL cUL | https://hoffman.nvent.com/en-ca/products/qline-d-type-4x-0 | https://hoffman.nvent.com/en-ca/print/pdf/node/127631
Wall Mount | ABS | Type 4, 4X, 6, 12, 13; IP67 | RAL 7035 | 120 | 122 | 56 | Q1212PD | 105 | 93 | Q12126ABDCC | FALSE | HOFFMAN |  | UL cUL | https://hoffman.nvent.com/en-ca/products/qline-d-type-4x-0 | https://hoffman.nvent.com/en-ca/print/pdf/node/127631
Wall Mount | ABS | Type 4, 4X, 6, 12, 13; IP67 | RAL 7035 | 120 | 122 | 86 | Q1212PD | 105 | 93 | Q12129ABDCC | FALSE | HOFFMAN |  | UL cUL | https://hoffman.nvent.com/en-ca/products/qline-d-type-4x-0 | https://hoffman.nvent.com/en-ca/print/pdf/node/127631
Wall Mount | ABS | Type 4, 4X, 6, 12, 13; IP67 | RAL 7035 | 120 | 160 | 91 | Q1612PD | 130 | 100 | Q16129ABDCC | FALSE | HOFFMAN |  | UL cUL | https://hoffman.nvent.com/en-ca/products/qline-d-type-4x-0 | https://hoffman.nvent.com/en-ca/print/pdf/node/127631
Wall Mount | ABS | Type 4, 4X, 6, 12, 13; IP67 | RAL 7035 | 80 | 160 | 56 | Q168PD | 131 | 65 | Q1686ABDCC | FALSE | HOFFMAN |  | UL cUL | https://hoffman.nvent.com/en-ca/products/qline-d-type-4x-0 | https://hoffman.nvent.com/en-ca/print/pdf/node/127631
Wall Mount | ABS | Type 4, 4X, 6, 12, 13; IP67 | RAL 7035 | 80 | 160 | 86 | Q168PD | 131 | 65 | Q1689ABDCC | FALSE | HOFFMAN |  | UL cUL | https://hoffman.nvent.com/en-ca/products/qline-d-type-4x-0 | https://hoffman.nvent.com/en-ca/print/pdf/node/127631
Wall Mount | ABS | Type 4, 4X, 6, 12, 13; IP67 | RAL 7035 | 120 | 200 | 86 | Q2012PD | 170 | 100 | Q20129ABDCC | FALSE | HOFFMAN |  | UL cUL | https://hoffman.nvent.com/en-ca/products/qline-d-type-4x-0 | https://hoffman.nvent.com/en-ca/print/pdf/node/127631
Wall Mount | ABS | Type 4, 4X, 6, 12, 13; IP67 | RAL 7035 | 150 | 200 | 76 | Q2015PD | 170 | 128 | Q20158ABDCC | FALSE | HOFFMAN |  | UL cUL | https://hoffman.nvent.com/en-ca/products/qline-d-type-4x-0 | https://hoffman.nvent.com/en-ca/print/pdf/node/127631
Wall Mount | ABS | Type 4, 4X, 6, 12, 13; IP67 | RAL 7035 | 160 | 240 | 121 | Q2416PD | 211 | 148 | Q241612ABDCC | FALSE | HOFFMAN |  | UL cUL | https://hoffman.nvent.com/en-ca/products/qline-d-type-4x-0 | https://hoffman.nvent.com/en-ca/print/pdf/node/127631
Wall Mount | ABS | Type 4, 4X, 6, 12, 13; IP67 | RAL 7035 | 233 | 153 | 84 | Q2416PD | 211 | 148 | Q24169ABDCC | FALSE | HOFFMAN |  | UL cUL | https://hoffman.nvent.com/en-ca/products/qline-d-type-4x-0 | https://hoffman.nvent.com/en-ca/print/pdf/node/127631
Wall Mount | ABS | Type 4, 4X, 6, 12, 13; IP67 | RAL 7035 | 230 | 300 | 111 | Q3023PD | 265 | 210 | Q302311ABDCC | FALSE | HOFFMAN |  | UL cUL | https://hoffman.nvent.com/en-ca/products/qline-d-type-4x-0 | https://hoffman.nvent.com/en-ca/print/pdf/node/127631
Wall Mount | ABS | Type 4, 4X, 6, 12, 13; IP67 | RAL 7035 | 230 | 300 | 86 | Q3023PD | 265 | 210 | Q30239ABDCC | FALSE | HOFFMAN |  | UL cUL | https://hoffman.nvent.com/en-ca/products/qline-d-type-4x-0 | https://hoffman.nvent.com/en-ca/print/pdf/node/127631
Wall Mount | ABS | Type 4, 4X, 6, 12, 13; IP67 | RAL 7035 | 53 | 55 | 36 |  |  |  | Q554ABDCC | FALSE | HOFFMAN |  | UL cUL | https://hoffman.nvent.com/en-ca/products/qline-d-type-4x-0 | https://hoffman.nvent.com/en-ca/print/pdf/node/127631
Wall Mount | ABS | Type 4, 4X, 6, 12, 13; IP67 | RAL 7035 | 80 | 82 | 86 | Q88PD | 68 | 55 | Q889ABDCC | FALSE | HOFFMAN |  | UL cUL | https://hoffman.nvent.com/en-ca/products/qline-d-type-4x-0 | https://hoffman.nvent.com/en-ca/print/pdf/node/127631
Wall Mount | Polycarbonate | Type 4, 4X, 6, 12, 13; IP67 | RAL 7035 | 114 | 73 | 49 | Q128PD | 91 | 65 | Q1286PCD | FALSE | HOFFMAN |  | UL cUL | https://hoffman.nvent.com/en-ca/products/qline-d-type-4x-0 | https://hoffman.nvent.com/en-ca/print/pdf/node/127631
Wall Mount | Polycarbonate | Type 4, 4X, 6, 12, 13; IP67 | RAL 7035 | 113 | 73 | 79 | Q128PD | 91 | 65 | Q1289PCD | FALSE | HOFFMAN |  | UL cUL | https://hoffman.nvent.com/en-ca/products/qline-d-type-4x-0 | https://hoffman.nvent.com/en-ca/print/pdf/node/127631
Wall Mount | Polycarbonate | Type 4, 4X, 6, 12, 13; IP67 | RAL 7035 | 120 | 122 | 56 | Q1212PD | 105 | 93 | Q12126PCD | FALSE | HOFFMAN |  | UL cUL | https://hoffman.nvent.com/en-ca/products/qline-d-type-4x-0 | https://hoffman.nvent.com/en-ca/print/pdf/node/127631
Wall Mount | Polycarbonate | Type 4, 4X, 6, 12, 13; IP67 | RAL 7035 | 120 | 122 | 86 | Q1212PD | 105 | 93 | Q12129PCD | FALSE | HOFFMAN |  | UL cUL | https://hoffman.nvent.com/en-ca/products/qline-d-type-4x-0 | https://hoffman.nvent.com/en-ca/print/pdf/node/127631
Wall Mount | Polycarbonate | Type 4, 4X, 6, 12, 13; IP67 | RAL 7035 | 153 | 113 | 84 | Q1612PD | 130 | 100 | Q16129PCD | FALSE | HOFFMAN |  | UL cUL | https://hoffman.nvent.com/en-ca/products/qline-d-type-4x-0 | https://hoffman.nvent.com/en-ca/print/pdf/node/127631
Wall Mount | Polycarbonate | Type 4, 4X, 6, 12, 13; IP67 | RAL 7035 | 153 | 73 | 49 | Q168PD | 131 | 65 | Q1686PCD | FALSE | HOFFMAN |  | UL cUL | https://hoffman.nvent.com/en-ca/products/qline-d-type-4x-0 | https://hoffman.nvent.com/en-ca/print/pdf/node/127631
Wall Mount | Polycarbonate | Type 4, 4X, 6, 12, 13; IP67 | RAL 7035 | 113 | 73 | 79 | Q168PD | 131 | 65 | Q1689PCD | FALSE | HOFFMAN |  | UL cUL | https://hoffman.nvent.com/en-ca/products/qline-d-type-4x-0 | https://hoffman.nvent.com/en-ca/print/pdf/node/127631
Wall Mount | Polycarbonate | Type 4, 4X, 6, 12, 13; IP67 | RAL 7035 | 193 | 113 | 79 | Q2012PD | 170 | 100 | Q20129PCD | FALSE | HOFFMAN |  | UL cUL | https://hoffman.nvent.com/en-ca/products/qline-d-type-4x-0 | https://hoffman.nvent.com/en-ca/print/pdf/node/127631
Wall Mount | Polycarbonate | Type 4, 4X, 6, 12, 13; IP67 | RAL 7035 | 150 | 200 | 76 | Q2015PD | 170 | 128 | Q20158PCD | FALSE | HOFFMAN |  | UL cUL | https://hoffman.nvent.com/en-ca/products/qline-d-type-4x-0 | https://hoffman.nvent.com/en-ca/print/pdf/node/127631
Wall Mount | Polycarbonate | Type 4, 4X, 6, 12, 13; IP67 | RAL 7035 | 160 | 240 | 121 | Q2416PD | 211 | 148 | Q241612PCD | FALSE | HOFFMAN |  | UL cUL | https://hoffman.nvent.com/en-ca/products/qline-d-type-4x-0 | https://hoffman.nvent.com/en-ca/print/pdf/node/127631
Wall Mount | Polycarbonate | Type 4, 4X, 6, 12, 13; IP67 | RAL 7035 | 233 | 153 | 84 | Q2416PD | 211 | 148 | Q24169PCD | FALSE | HOFFMAN |  | UL cUL | https://hoffman.nvent.com/en-ca/products/qline-d-type-4x-0 | https://hoffman.nvent.com/en-ca/print/pdf/node/127631
Wall Mount | Polycarbonate | Type 4, 4X, 6, 12, 13; IP67 | RAL 7035 | 230 | 300 | 111 | Q3023PD | 265 | 210 | Q302311PCD | FALSE | HOFFMAN |  | UL cUL | https://hoffman.nvent.com/en-ca/products/qline-d-type-4x-0 | https://hoffman.nvent.com/en-ca/print/pdf/node/127631
Wall Mount | Polycarbonate | Type 4, 4X, 6, 12, 13; IP67 | RAL 7035 | 293 | 223 | 79 | Q3023PD | 265 | 210 | Q30239PCD | FALSE | HOFFMAN |  | UL cUL | https://hoffman.nvent.com/en-ca/products/qline-d-type-4x-0 | https://hoffman.nvent.com/en-ca/print/pdf/node/127631
Wall Mount | Polycarbonate | Type 4, 4X, 6, 12, 13; IP67 | RAL 7035 | 53 | 55 | 36 |  |  |  | Q554PCD | FALSE | HOFFMAN |  | UL cUL | https://hoffman.nvent.com/en-ca/products/qline-d-type-4x-0 | https://hoffman.nvent.com/en-ca/print/pdf/node/127631
Wall Mount | Polycarbonate | Type 4, 4X, 6, 12, 13; IP67 | RAL 7035 | 75 | 73 | 49 | Q88PD | 68 | 55 | Q886PCD | FALSE | HOFFMAN |  | UL cUL | https://hoffman.nvent.com/en-ca/products/qline-d-type-4x-0 | https://hoffman.nvent.com/en-ca/print/pdf/node/127631
Wall Mount | Polycarbonate | Type 4, 4X, 6, 12, 13; IP67 | RAL 7035 | 80 | 82 | 86 | Q88PD | 68 | 55 | Q889PCD | FALSE | HOFFMAN |  | UL cUL | https://hoffman.nvent.com/en-ca/products/qline-d-type-4x-0 | https://hoffman.nvent.com/en-ca/print/pdf/node/127631
Wall Mount | Polycarbonate | Type 4, 4X, 6, 12, 13; IP67 | RAL 7035 | 114 | 73 | 49 | Q128PD | 91 | 65 | Q1286PCDCC | FALSE | HOFFMAN |  | UL cUL | https://hoffman.nvent.com/en-ca/products/qline-d-type-4x-0 | https://hoffman.nvent.com/en-ca/print/pdf/node/127631
Wall Mount | Polycarbonate | Type 4, 4X, 6, 12, 13; IP67 | RAL 7035 | 113 | 73 | 79 | Q128PD | 91 | 65 | Q1289PCDCC | FALSE | HOFFMAN |  | UL cUL | https://hoffman.nvent.com/en-ca/products/qline-d-type-4x-0 | https://hoffman.nvent.com/en-ca/print/pdf/node/127631
Wall Mount | Polycarbonate | Type 4, 4X, 6, 12, 13; IP67 | RAL 7035 | 120 | 122 | 56 | Q1212PD | 105 | 93 | Q12126PCDCC | FALSE | HOFFMAN |  | UL cUL | https://hoffman.nvent.com/en-ca/products/qline-d-type-4x-0 | https://hoffman.nvent.com/en-ca/print/pdf/node/127631
Wall Mount | Polycarbonate | Type 4, 4X, 6, 12, 13; IP67 | RAL 7035 | 120 | 122 | 86 | Q1212PD | 105 | 93 | Q12129PCDCC | FALSE | HOFFMAN |  | UL cUL | https://hoffman.nvent.com/en-ca/products/qline-d-type-4x-0 | https://hoffman.nvent.com/en-ca/print/pdf/node/127631
Wall Mount | Polycarbonate | Type 4, 4X, 6, 12, 13; IP67 | RAL 7035 | 153 | 113 | 84 | Q1612PD | 130 | 100 | Q16129PCDCC | FALSE | HOFFMAN |  | UL cUL | https://hoffman.nvent.com/en-ca/products/qline-d-type-4x-0 | https://hoffman.nvent.com/en-ca/print/pdf/node/127631
Wall Mount | Polycarbonate | Type 4, 4X, 6, 12, 13; IP67 | RAL 7035 | 153 | 73 | 49 | Q168PD | 131 | 65 | Q1686PCDCC | FALSE | HOFFMAN |  | UL cUL | https://hoffman.nvent.com/en-ca/products/qline-d-type-4x-0 | https://hoffman.nvent.com/en-ca/print/pdf/node/127631
Wall Mount | Polycarbonate | Type 4, 4X, 6, 12, 13; IP67 | RAL 7035 | 113 | 73 | 79 | Q168PD | 131 | 65 | Q1689PCDCC | FALSE | HOFFMAN |  | UL cUL | https://hoffman.nvent.com/en-ca/products/qline-d-type-4x-0 | https://hoffman.nvent.com/en-ca/print/pdf/node/127631
Wall Mount | Polycarbonate | Type 4, 4X, 6, 12, 13; IP67 | RAL 7035 | 193 | 113 | 79 | Q2012PD | 170 | 100 | Q20129PCDCC | FALSE | HOFFMAN |  | UL cUL | https://hoffman.nvent.com/en-ca/products/qline-d-type-4x-0 | https://hoffman.nvent.com/en-ca/print/pdf/node/127631
Wall Mount | Polycarbonate | Type 4, 4X, 6, 12, 13; IP67 | RAL 7035 | 150 | 200 | 76 | Q2015PD | 170 | 128 | Q20158PCDCC | FALSE | HOFFMAN |  | UL cUL | https://hoffman.nvent.com/en-ca/products/qline-d-type-4x-0 | https://hoffman.nvent.com/en-ca/print/pdf/node/127631
Wall Mount | Polycarbonate | Type 4, 4X, 6, 12, 13; IP67 | RAL 7035 | 160 | 240 | 121 | Q2416PD | 211 | 148 | Q241612PCDCC | FALSE | HOFFMAN |  | UL cUL | https://hoffman.nvent.com/en-ca/products/qline-d-type-4x-0 | https://hoffman.nvent.com/en-ca/print/pdf/node/127631
Wall Mount | Polycarbonate | Type 4, 4X, 6, 12, 13; IP67 | RAL 7035 | 233 | 153 | 84 | Q2416PD | 211 | 148 | Q24169PCDCC | FALSE | HOFFMAN |  | UL cUL | https://hoffman.nvent.com/en-ca/products/qline-d-type-4x-0 | https://hoffman.nvent.com/en-ca/print/pdf/node/127631
Wall Mount | Polycarbonate | Type 4, 4X, 6, 12, 13; IP67 | RAL 7035 | 230 | 300 | 111 | Q3023PD | 265 | 210 | Q302311PCDCC | FALSE | HOFFMAN |  | UL cUL | https://hoffman.nvent.com/en-ca/products/qline-d-type-4x-0 | https://hoffman.nvent.com/en-ca/print/pdf/node/127631
Wall Mount | Polycarbonate | Type 4, 4X, 6, 12, 13; IP67 | RAL 7035 | 230 | 300 | 86 | Q3023PD | 265 | 210 | Q30239PCDCC | FALSE | HOFFMAN |  | UL cUL | https://hoffman.nvent.com/en-ca/products/qline-d-type-4x-0 | https://hoffman.nvent.com/en-ca/print/pdf/node/127631
Wall Mount | Polycarbonate | Type 4, 4X, 6, 12, 13; IP67 | RAL 7035 | 53 | 55 | 36 |  |  |  | Q554PCDCC | FALSE | HOFFMAN |  | UL cUL | https://hoffman.nvent.com/en-ca/products/qline-d-type-4x-0 | https://hoffman.nvent.com/en-ca/print/pdf/node/127631
Wall Mount | Polycarbonate | Type 4, 4X, 6, 12, 13; IP67 | RAL 7035 | 80 | 82 | 56 | Q88PD | 68 | 55 | Q886ABDCC | FALSE | HOFFMAN |  | UL cUL | https://hoffman.nvent.com/en-ca/products/qline-d-type-4x-0 | https://hoffman.nvent.com/en-ca/print/pdf/node/127631
Wall Mount | Polycarbonate | Type 4, 4X, 6, 12, 13; IP67 | RAL 7035 | 75 | 73 | 49 | Q88PD | 68 | 55 | Q886PCDCC | FALSE | HOFFMAN |  | UL cUL | https://hoffman.nvent.com/en-ca/products/qline-d-type-4x-0 | https://hoffman.nvent.com/en-ca/print/pdf/node/127631
Wall Mount | Polycarbonate | Type 4, 4X, 6, 12, 13; IP67 | RAL 7035 | 80 | 82 | 86 | Q88PD | 68 | 55 | Q889PCDCC | FALSE | HOFFMAN |  | UL cUL | https://hoffman.nvent.com/en-ca/products/qline-d-type-4x-0 | https://hoffman.nvent.com/en-ca/print/pdf/node/127631
Wall Mount | Aluminum | Type 3R, 4, 4X, 12, 13; IP66 | Unpainted | 406 | 305 | 153 | A16P12 A16P12AL A16P12G | 330 | 229 | A16H1206ALLP | FALSE | HOFFMAN |  | UL cUL | https://hoffman.nvent.com/en-ca/products/aluminum-continuous-hinge-clamps-type-4x | https://hoffman.nvent.com/en-ca/print/pdf/node/123486
Wall Mount | Aluminum | Type 3R, 4, 4X, 12, 13; IP66 | Unpainted | 406 | 406 | 203 | A16P16 A16P16AL A16P16G | 330 | 330 | A16H1608ALLP | FALSE | HOFFMAN |  | UL cUL | https://hoffman.nvent.com/en-ca/products/aluminum-continuous-hinge-clamps-type-4x | https://hoffman.nvent.com/en-ca/print/pdf/node/123486
Wall Mount | Aluminum | Type 3R, 4, 4X, 12, 13; IP66 | Unpainted | 508 | 406 | 254 | A20P16 A20P16AL A20P16G | 432 | 330 | A20H1610ALLP | FALSE | HOFFMAN |  | UL cUL | https://hoffman.nvent.com/en-ca/products/aluminum-continuous-hinge-clamps-type-4x | https://hoffman.nvent.com/en-ca/print/pdf/node/123486
Wall Mount | Aluminum | Type 3R, 4, 4X, 12, 13; IP66 | Unpainted | 508 | 406 | 153 | A20P16 A20P16AL A20P16G | 432 | 330 | A20H1606ALLP | FALSE | HOFFMAN |  | UL cUL | https://hoffman.nvent.com/en-ca/products/aluminum-continuous-hinge-clamps-type-4x | https://hoffman.nvent.com/en-ca/print/pdf/node/123486
Wall Mount | Aluminum | Type 3R, 4, 4X, 12, 13; IP66 | Unpainted | 508 | 508 | 153 | A20P20 A20P20AL A20P20G | 432 | 432 | A20H2006ALLP | FALSE | HOFFMAN |  | UL cUL | https://hoffman.nvent.com/en-ca/products/aluminum-continuous-hinge-clamps-type-4x | https://hoffman.nvent.com/en-ca/print/pdf/node/123486
Wall Mount | Aluminum | Type 3R, 4, 4X, 12, 13; IP66 | Unpainted | 610 | 508 | 254 | A24P20 A24P20AL A24P20G | 533 | 432 | A24H2010ALLP | FALSE | HOFFMAN |  | UL cUL | https://hoffman.nvent.com/en-ca/products/aluminum-continuous-hinge-clamps-type-4x | https://hoffman.nvent.com/en-ca/print/pdf/node/123486
Wall Mount | Aluminum | Type 3R, 4, 4X, 12, 13; IP66 | Unpainted | 610 | 508 | 153 | A24P20 A24P20AL A24P20G | 533 | 432 | A24H2006ALLP | FALSE | HOFFMAN |  | UL cUL | https://hoffman.nvent.com/en-ca/products/aluminum-continuous-hinge-clamps-type-4x | https://hoffman.nvent.com/en-ca/print/pdf/node/123486
Wall Mount | Aluminum | Type 3R, 4, 4X, 12, 13; IP66 | Unpainted | 610 | 610 | 203 | A24P24 A24P24AL A24P24G | 533 | 533 | A24H2408ALLP | FALSE | HOFFMAN |  | UL cUL | https://hoffman.nvent.com/en-ca/products/aluminum-continuous-hinge-clamps-type-4x | https://hoffman.nvent.com/en-ca/print/pdf/node/123486
Wall Mount | Aluminum | Type 3R, 4, 4X, 12, 13; IP66 | Unpainted | 762 | 610 | 305 | A30P24 A30P24AL A30P24G | 686 | 533 | A30H2412ALLP | FALSE | HOFFMAN |  | UL cUL | https://hoffman.nvent.com/en-ca/products/aluminum-continuous-hinge-clamps-type-4x | https://hoffman.nvent.com/en-ca/print/pdf/node/123486
Wall Mount | Aluminum | Type 3R, 4, 4X, 12, 13; IP66 | Unpainted | 762 | 610 | 203 | A30P24 A30P24AL A30P24G | 686 | 533 | A30H2408ALLP | FALSE | HOFFMAN |  | UL cUL | https://hoffman.nvent.com/en-ca/products/aluminum-continuous-hinge-clamps-type-4x | https://hoffman.nvent.com/en-ca/print/pdf/node/123486
Wall Mount | Aluminum | Type 3R, 4, 4X, 12, 13; IP66 | Unpainted | 914 | 610 | 203 | A36P24 A36P24AL A36P24G | 838 | 533 | A36H2408ALLP | FALSE | HOFFMAN |  | UL cUL | https://hoffman.nvent.com/en-ca/products/aluminum-continuous-hinge-clamps-type-4x | https://hoffman.nvent.com/en-ca/print/pdf/node/123486
Wall Mount | Aluminum | Type 3R, 4, 4X, 12, 13; IP66 | Unpainted | 914 | 762 | 305 | A36P30 A36P30AL A36P30G | 838 | 686 | A36H3012ALLP | FALSE | HOFFMAN |  | UL cUL | https://hoffman.nvent.com/en-ca/products/aluminum-continuous-hinge-clamps-type-4x | https://hoffman.nvent.com/en-ca/print/pdf/node/123486
Wall Mount | Aluminum | Type 3R, 4, 4X, 12, 13; IP66 | Unpainted | 914 | 762 | 203 | A36P30 A36P30AL A36P30G | 838 | 686 | A36H3008ALLP | FALSE | HOFFMAN |  | UL cUL | https://hoffman.nvent.com/en-ca/products/aluminum-continuous-hinge-clamps-type-4x | https://hoffman.nvent.com/en-ca/print/pdf/node/123486
Wall Mount | Aluminum | Type 3R, 4, 4X, 12, 13; IP66 | Unpainted | 1219 | 914 | 203 | A48P36 A48P36AL A48P36G | 1143 | 838 | A48H3608ALLP | FALSE | HOFFMAN |  | UL cUL | https://hoffman.nvent.com/en-ca/products/aluminum-continuous-hinge-clamps-type-4x | https://hoffman.nvent.com/en-ca/print/pdf/node/123486
Wall Mount | Aluminum | Type 3R, 4, 4X, 12, 13; IP66 | Unpainted | 1524 | 914 | 305 | A60P36 A60P36AL A60P36G | 1448 | 838 | A60H3612ALLP | FALSE | HOFFMAN |  | UL cUL | https://hoffman.nvent.com/en-ca/products/aluminum-continuous-hinge-clamps-type-4x | https://hoffman.nvent.com/en-ca/print/pdf/node/123486
Wall Mount | Stainless Steel 304 | Type 3R, 4, 4X, 12, 13; IP66 | Unpainted | 762 | 914 | 203 | CP3630 CP3630G | 869 | 716 | CSD30368SSR | FALSE | HOFFMAN |  | UL cUL | https://hoffman.nvent.com/en-ca/products/stainless-steel-concept-wallmount-multi-14-turn-latch-4x | https://hoffman.nvent.com/en-ca/print/pdf/node/127726
Wall Mount | Stainless Steel 304 | Type 3R, 4, 4X, 12, 13; IP66 | Unpainted | 914 | 914 | 254 | CP3636 CP3636G | 869 | 869 | CSD363610SSR | FALSE | HOFFMAN |  | UL cUL | https://hoffman.nvent.com/en-ca/products/stainless-steel-concept-wallmount-multi-14-turn-latch-4x | https://hoffman.nvent.com/en-ca/print/pdf/node/127726
Wall Mount | Stainless Steel 304 | Type 3R, 4, 4X, 12, 13; IP66 | Unpainted | 914 | 914 | 305 | CP3636 CP3636G | 869 | 869 | CSD363612SSR | FALSE | HOFFMAN |  | UL cUL | https://hoffman.nvent.com/en-ca/products/stainless-steel-concept-wallmount-multi-14-turn-latch-4x | https://hoffman.nvent.com/en-ca/print/pdf/node/127726
Wall Mount | Stainless Steel 304 | Type 3R, 4, 4X, 12, 13; IP66 | Unpainted | 914 | 914 | 203 | CP3636 CP3636G | 869 | 869 | CSD36368SSR | FALSE | HOFFMAN |  | UL cUL | https://hoffman.nvent.com/en-ca/products/stainless-steel-concept-wallmount-multi-14-turn-latch-4x | https://hoffman.nvent.com/en-ca/print/pdf/node/127726
Wall Mount | Stainless Steel 304 | Type 3R, 4, 4X, 12, 13; IP66 | Unpainted | 1067 | 914 | 254 | CP4236 CP4236G | 1021 | 869 | CSD423610SSR | FALSE | HOFFMAN |  | UL cUL | https://hoffman.nvent.com/en-ca/products/stainless-steel-concept-wallmount-multi-14-turn-latch-4x | https://hoffman.nvent.com/en-ca/print/pdf/node/127726
Wall Mount | Stainless Steel 304 | Type 3R, 4, 4X, 12, 13; IP66 | Unpainted | 1067 | 914 | 305 | CP4236 CP4236G | 1021 | 869 | CSD423612SSR | FALSE | HOFFMAN |  | UL cUL | https://hoffman.nvent.com/en-ca/products/stainless-steel-concept-wallmount-multi-14-turn-latch-4x | https://hoffman.nvent.com/en-ca/print/pdf/node/127726
Wall Mount | Stainless Steel 304 | Type 3R, 4, 4X, 12, 13; IP66 | Unpainted | 1067 | 914 | 406 | CP4236 CP4236G | 1021 | 869 | CSD423616SSR | FALSE | HOFFMAN |  | UL cUL | https://hoffman.nvent.com/en-ca/products/stainless-steel-concept-wallmount-multi-14-turn-latch-4x | https://hoffman.nvent.com/en-ca/print/pdf/node/127726
Wall Mount | Stainless Steel 304 | Type 3R, 4, 4X, 12, 13; IP66 | Unpainted | 1219 | 914 | 254 | CP4836 CP4836G | 1173 | 869 | CSD483610SSR | FALSE | HOFFMAN |  | UL cUL | https://hoffman.nvent.com/en-ca/products/stainless-steel-concept-wallmount-multi-14-turn-latch-4x | https://hoffman.nvent.com/en-ca/print/pdf/node/127726
Wall Mount | Stainless Steel 304 | Type 3R, 4, 4X, 12, 13; IP66 | Unpainted | 1219 | 914 | 305 | CP4836 CP4836G | 1173 | 869 | CSD483612SSR | FALSE | HOFFMAN |  | UL cUL | https://hoffman.nvent.com/en-ca/products/stainless-steel-concept-wallmount-multi-14-turn-latch-4x | https://hoffman.nvent.com/en-ca/print/pdf/node/127726
Wall Mount | Stainless Steel 304 | Type 3R, 4, 4X, 12, 13; IP66 | Unpainted | 1219 | 914 | 406 | CP4836 CP4836G | 1173 | 869 | CSD483616SSR | FALSE | HOFFMAN |  | UL cUL | https://hoffman.nvent.com/en-ca/products/stainless-steel-concept-wallmount-multi-14-turn-latch-4x | https://hoffman.nvent.com/en-ca/print/pdf/node/127726
Wall Mount | Stainless Steel 316L | Type 3R, 4, 4X, 12, 13; IP66 | Unpainted | 762 | 914 | 203 | CP3630 CP3630G | 869 | 716 | CSD30368SS6R | FALSE | HOFFMAN |  | UL cUL | https://hoffman.nvent.com/en-ca/products/stainless-steel-concept-wallmount-multi-14-turn-latch-4x | https://hoffman.nvent.com/en-ca/print/pdf/node/127726
Wall Mount | Stainless Steel 316L | Type 3R, 4, 4X, 12, 13; IP66 | Unpainted | 914 | 914 | 254 | CP3636 CP3636G | 869 | 869 | CSD363610SS6R | FALSE | HOFFMAN |  | UL cUL | https://hoffman.nvent.com/en-ca/products/stainless-steel-concept-wallmount-multi-14-turn-latch-4x | https://hoffman.nvent.com/en-ca/print/pdf/node/127726
Wall Mount | Stainless Steel 316L | Type 3R, 4, 4X, 12, 13; IP66 | Unpainted | 914 | 914 | 305 | CP3636 CP3636G | 869 | 869 | CSD363612SS6R | FALSE | HOFFMAN |  | UL cUL | https://hoffman.nvent.com/en-ca/products/stainless-steel-concept-wallmount-multi-14-turn-latch-4x | https://hoffman.nvent.com/en-ca/print/pdf/node/127726
Wall Mount | Stainless Steel 316L | Type 3R, 4, 4X, 12, 13; IP66 | Unpainted | 914 | 914 | 203 | CP3636 CP3636G | 869 | 869 | CSD36368SS6R | FALSE | HOFFMAN |  | UL cUL | https://hoffman.nvent.com/en-ca/products/stainless-steel-concept-wallmount-multi-14-turn-latch-4x | https://hoffman.nvent.com/en-ca/print/pdf/node/127726
Wall Mount | Stainless Steel 316L | Type 3R, 4, 4X, 12, 13; IP66 | Unpainted | 1067 | 914 | 254 | CP4236 CP4236G | 1021 | 869 | CSD423610SS6R | FALSE | HOFFMAN |  | UL cUL | https://hoffman.nvent.com/en-ca/products/stainless-steel-concept-wallmount-multi-14-turn-latch-4x | https://hoffman.nvent.com/en-ca/print/pdf/node/127726
Wall Mount | Stainless Steel 316L | Type 3R, 4, 4X, 12, 13; IP66 | Unpainted | 1067 | 914 | 305 | CP4236 CP4236G | 1021 | 869 | CSD423612SS6R | FALSE | HOFFMAN |  | UL cUL | https://hoffman.nvent.com/en-ca/products/stainless-steel-concept-wallmount-multi-14-turn-latch-4x | https://hoffman.nvent.com/en-ca/print/pdf/node/127726
Wall Mount | Stainless Steel 316L | Type 3R, 4, 4X, 12, 13; IP66 | Unpainted | 1067 | 914 | 406 | CP4236 CP4236G | 1021 | 869 | CSD423616SS6R | FALSE | HOFFMAN |  | UL cUL | https://hoffman.nvent.com/en-ca/products/stainless-steel-concept-wallmount-multi-14-turn-latch-4x | https://hoffman.nvent.com/en-ca/print/pdf/node/127726
Wall Mount | Stainless Steel 316L | Type 3R, 4, 4X, 12, 13; IP66 | Unpainted | 1219 | 914 | 254 | CP4836 CP4836G | 1173 | 869 | CSD483610SS6R | FALSE | HOFFMAN |  | UL cUL | https://hoffman.nvent.com/en-ca/products/stainless-steel-concept-wallmount-multi-14-turn-latch-4x | https://hoffman.nvent.com/en-ca/print/pdf/node/127726
Wall Mount | Stainless Steel 316L | Type 3R, 4, 4X, 12, 13; IP66 | Unpainted | 1219 | 914 | 305 | CP4836 CP4836G | 1173 | 869 | CSD483612SS6R | FALSE | HOFFMAN |  | UL cUL | https://hoffman.nvent.com/en-ca/products/stainless-steel-concept-wallmount-multi-14-turn-latch-4x | https://hoffman.nvent.com/en-ca/print/pdf/node/127726
Wall Mount | Stainless Steel 316L | Type 3R, 4, 4X, 12, 13; IP66 | Unpainted | 1219 | 914 | 406 | CP4836 CP4836G | 1173 | 869 | CSD483616SS6R | FALSE | HOFFMAN |  | UL cUL | https://hoffman.nvent.com/en-ca/products/stainless-steel-concept-wallmount-multi-14-turn-latch-4x | https://hoffman.nvent.com/en-ca/print/pdf/node/127726
Wall Mount | Stainless Steel 316L | Type 3R, 4, 4X, 12, 13; IP66 | Unpainted | 1524 | 914 | 254 | CP6036 CP6036G | 1478 | 869 | CSD603610SS6R | FALSE | HOFFMAN |  | UL cUL | https://hoffman.nvent.com/en-ca/products/stainless-steel-concept-wallmount-multi-14-turn-latch-4x | https://hoffman.nvent.com/en-ca/print/pdf/node/127726
Wall Mount | Stainless Steel 304 | Type 3R, 4, 4X, 12, 13; IP66 | Unpainted | 1524 | 914 | 254 | CP6036 CP6036G | 1478 | 869 | CSD603610SSR | FALSE | HOFFMAN |  | UL cUL | https://hoffman.nvent.com/en-ca/products/stainless-steel-concept-wallmount-multi-14-turn-latch-4x | https://hoffman.nvent.com/en-ca/print/pdf/node/127726
Wall Mount | Stainless Steel 304 | Type 3R, 4, 4X, 12, 13; IP66 | Unpainted | 1524 | 914 | 305 | CP6036 CP6036G | 869 | 462 | CSD603612SSR | FALSE | HOFFMAN |  | UL cUL | https://hoffman.nvent.com/en-ca/products/stainless-steel-concept-wallmount-multi-14-turn-latch-4x | https://hoffman.nvent.com/en-ca/print/pdf/node/127726
Wall Mount | Stainless Steel 304 | Type 3R, 4, 4X, 12, 13; IP66 | Unpainted | 1524 | 914 | 406 | CP6036 CP6036G | 1478 | 869 | CSD603616SSR | FALSE | HOFFMAN |  | UL cUL | https://hoffman.nvent.com/en-ca/products/stainless-steel-concept-wallmount-multi-14-turn-latch-4x | https://hoffman.nvent.com/en-ca/print/pdf/node/127726
Wall Mount | Stainless Steel 304 | Type 3R, 4, 4X, 12, 13; IP66 | Unpainted | 1524 | 914 | 610 | CP6036 CP6036G | 1173 | 869 | CSD603624SSR | FALSE | HOFFMAN |  | UL cUL | https://hoffman.nvent.com/en-ca/products/stainless-steel-concept-wallmount-multi-14-turn-latch-4x | https://hoffman.nvent.com/en-ca/print/pdf/node/127726
Wall Mount | Stainless Steel 304 | Type 3R, 4, 4X, 12, 13; IP66 | Unpainted | 1829 | 762 | 406 | CP7230 CP7230G | 1783 | 716 | CSD723016SSR | FALSE | HOFFMAN |  | UL cUL | https://hoffman.nvent.com/en-ca/products/stainless-steel-concept-wallmount-multi-14-turn-latch-4x | https://hoffman.nvent.com/en-ca/print/pdf/node/127726
Wall Mount | Stainless Steel 304 | Type 3R, 4, 4X, 12, 13; IP66 | Unpainted | 1829 | 914 | 305 | CP7236 | 1783 | 462 | CSD723612SSR | FALSE | HOFFMAN |  | UL cUL | https://hoffman.nvent.com/en-ca/products/stainless-steel-concept-wallmount-multi-14-turn-latch-4x | https://hoffman.nvent.com/en-ca/print/pdf/node/127726
Wall Mount | Stainless Steel 316L | Type 3R, 4, 4X, 12, 13; IP66 | Unpainted | 1524 | 914 | 305 | CP6036 CP6036G | 869 | 462 | CSD603612SS6R | FALSE | HOFFMAN |  | UL cUL | https://hoffman.nvent.com/en-ca/products/stainless-steel-concept-wallmount-multi-14-turn-latch-4x | https://hoffman.nvent.com/en-ca/print/pdf/node/127726
Wall Mount | Stainless Steel 316L | Type 3R, 4, 4X, 12, 13; IP66 | Unpainted | 1524 | 914 | 406 | CP6036 CP6036G | 1478 | 869 | CSD603616SS6R | FALSE | HOFFMAN |  | UL cUL | https://hoffman.nvent.com/en-ca/products/stainless-steel-concept-wallmount-multi-14-turn-latch-4x | https://hoffman.nvent.com/en-ca/print/pdf/node/127726
Wall Mount | Stainless Steel 316L | Type 3R, 4, 4X, 12, 13; IP66 | Unpainted | 1829 | 762 | 406 | CP7230 CP7230G | 1783 | 716 | CSD723016SS6R | FALSE | HOFFMAN |  | UL cUL | https://hoffman.nvent.com/en-ca/products/stainless-steel-concept-wallmount-multi-14-turn-latch-4x | https://hoffman.nvent.com/en-ca/print/pdf/node/127726
Wall Mount | Stainless Steel 316L | Type 3R, 4, 4X, 12, 13; IP66 | Unpainted | 1829 | 914 | 406 | CP7236 | 1783 | 462 | CSD723616SSR | FALSE | HOFFMAN |  | UL cUL | https://hoffman.nvent.com/en-ca/products/stainless-steel-concept-wallmount-multi-14-turn-latch-4x | https://hoffman.nvent.com/en-ca/print/pdf/node/127726
Wall Mount | Stainless Steel 316L | Type 3R, 4, 4X, 12, 13; IP66 | Unpainted | 1524 | 914 | 610 | CP6036 CP6036G | 1173 | 869 | CSD603624SS6R | FALSE | HOFFMAN |  | UL cUL | https://hoffman.nvent.com/en-ca/products/stainless-steel-concept-wallmount-multi-14-turn-latch-4x | https://hoffman.nvent.com/en-ca/print/pdf/node/127726
Wall Mount | Polycarbonate | Type 4, 4X, 12, 13; IP66 | RAL 7035 | 120 | 80 | 55 | Q128PD | 91 | 65 | Q1286PCEMC | FALSE | HOFFMAN |  | UL cUL | https://hoffman.nvent.com/en-ca/products/qline-d-emc-type-4x-0 | https://hoffman.nvent.com/en-ca/print/pdf/node/127626
Wall Mount | Polycarbonate | Type 4, 4X, 12, 13; IP66 | RAL 7035 | 120 | 80 | 85 | Q128PD | 91 | 65 | Q1289PCEMC | FALSE | HOFFMAN |  | UL cUL | https://hoffman.nvent.com/en-ca/products/qline-d-emc-type-4x-0 | https://hoffman.nvent.com/en-ca/print/pdf/node/127626
Wall Mount | Polycarbonate | Type 4, 4X, 12, 13; IP66 | RAL 7035 | 160 | 120 | 90 | Q1612PD | 130 | 100 | Q16129PCEMC | FALSE | HOFFMAN |  | UL cUL | https://hoffman.nvent.com/en-ca/products/qline-d-emc-type-4x-0 | https://hoffman.nvent.com/en-ca/print/pdf/node/127626
Wall Mount | Polycarbonate | Type 4, 4X, 12, 13; IP66 | RAL 7035 | 160 | 80 | 85 | Q168PD | 131 | 65 | Q1689PCEMC | FALSE | HOFFMAN |  | UL cUL | https://hoffman.nvent.com/en-ca/products/qline-d-emc-type-4x-0 | https://hoffman.nvent.com/en-ca/print/pdf/node/127626
Wall Mount | Polycarbonate | Type 4, 4X, 12, 13; IP66 | RAL 7035 | 200 | 120 | 85 | Q2012PD | 170 | 100 | Q20129PCEMC | FALSE | HOFFMAN |  | UL cUL | https://hoffman.nvent.com/en-ca/products/qline-d-emc-type-4x-0 | https://hoffman.nvent.com/en-ca/print/pdf/node/127626
Wall Mount | Polycarbonate | Type 4, 4X, 12, 13; IP66 | RAL 7035 | 240 | 160 | 90 | Q2416PD | 211 | 148 | Q24169PCEMC | FALSE | HOFFMAN |  | UL cUL | https://hoffman.nvent.com/en-ca/products/qline-d-emc-type-4x-0 | https://hoffman.nvent.com/en-ca/print/pdf/node/127626
Wall Mount | Aluminum | Type 12, 13; IP65 | Unpainted | 254 | 203 | 102 | A10P8 A10P8AL A10P8G | 222 | 175 | A1008CHAL | FALSE | HOFFMAN |  | UL cUL | https://hoffman.nvent.com/en-ca/products/aluminum-continuous-hinge-clamps-type-12 | https://hoffman.nvent.com/en-ca/print/pdf/node/123481
Wall Mount | Aluminum | Type 12, 13; IP65 | Unpainted | 305 | 254 | 152 | A12P10 A12P10AL A12P10G | 273 | 225 | A12106CHAL | FALSE | HOFFMAN |  | UL cUL | https://hoffman.nvent.com/en-ca/products/aluminum-continuous-hinge-clamps-type-12 | https://hoffman.nvent.com/en-ca/print/pdf/node/123481
Wall Mount | Aluminum | Type 12, 13; IP65 | Unpainted | 356 | 305 | 152 | A14P12 A14P12AL A14P12G | 324 | 276 | A1412CHAL | FALSE | HOFFMAN |  | UL cUL | https://hoffman.nvent.com/en-ca/products/aluminum-continuous-hinge-clamps-type-12 | https://hoffman.nvent.com/en-ca/print/pdf/node/123481
Wall Mount | Aluminum | Type 12, 13; IP65 | Unpainted | 406 | 356 | 152 | A16P14 A16P14AL A16P14G | 375 | 327 | A1614CHAL | FALSE | HOFFMAN |  | UL cUL | https://hoffman.nvent.com/en-ca/products/aluminum-continuous-hinge-clamps-type-12 | https://hoffman.nvent.com/en-ca/print/pdf/node/123481
Wall Mount | Aluminum | Type 12, 13; IP65 | Unpainted | 152 | 152 | 102 | A6P6 A6P6AL A6P6G | 124 | 124 | A606CHAL | FALSE | HOFFMAN |  | UL cUL | https://hoffman.nvent.com/en-ca/products/aluminum-continuous-hinge-clamps-type-12 | https://hoffman.nvent.com/en-ca/print/pdf/node/123481
Wall Mount | Aluminum | Type 12, 13; IP65 | Unpainted | 203 | 152 | 102 | A8P6 A8P6AL A8P6G | 171 | 124 | A8064CHAL | FALSE | HOFFMAN |  | UL cUL | https://hoffman.nvent.com/en-ca/products/aluminum-continuous-hinge-clamps-type-12 | https://hoffman.nvent.com/en-ca/print/pdf/node/123481
Wall Mount | Mild Steel | Type 12, 13; IP65 | ANSI 61 | 508 | 543 | 254 | A20P20 A20P20G | 432 | 432 | A20SA2210LPPL | FALSE | HOFFMAN |  | UL cUL | https://hoffman.nvent.com/en-ca/products/disconnect-wall-mount-enclosure-type-12-0 | https://hoffman.nvent.com/en-ca/print/pdf/node/124691
Wall Mount | Mild Steel | Type 12, 13; IP65 | ANSI 61 | 508 | 543 | 203 | A20P20 A20P20G | 432 | 432 | A20SA2208LPPL | FALSE | HOFFMAN |  | UL cUL | https://hoffman.nvent.com/en-ca/products/disconnect-wall-mount-enclosure-type-12-0 | https://hoffman.nvent.com/en-ca/print/pdf/node/124691
Wall Mount | Mild Steel | Type 12, 13; IP65 | ANSI 61 | 610 | 543 | 254 | A24P20 A24P20G | 533 | 432 | A24SA2210LPPL | FALSE | HOFFMAN |  | UL cUL | https://hoffman.nvent.com/en-ca/products/disconnect-wall-mount-enclosure-type-12-0 | https://hoffman.nvent.com/en-ca/print/pdf/node/124691
Wall Mount | Mild Steel | Type 12, 13; IP65 | ANSI 61 | 610 | 543 | 203 | A24P20 A24P20G | 533 | 432 | A24SA2208LPPL | FALSE | HOFFMAN |  | UL cUL | https://hoffman.nvent.com/en-ca/products/disconnect-wall-mount-enclosure-type-12-0 | https://hoffman.nvent.com/en-ca/print/pdf/node/124691
Wall Mount | Mild Steel | Type 12, 13; IP65 | ANSI 61 | 610 | 645 | 254 | A24P24 A24P24G | 533 | 533 | A24SA2610LPPL | FALSE | HOFFMAN |  | UL cUL | https://hoffman.nvent.com/en-ca/products/disconnect-wall-mount-enclosure-type-12-0 | https://hoffman.nvent.com/en-ca/print/pdf/node/124691
Wall Mount | Mild Steel | Type 12, 13; IP65 | ANSI 61 | 610 | 645 | 203 | A24P24 A24P24G | 533 | 533 | A24SA2608LPPL | FALSE | HOFFMAN |  | UL cUL | https://hoffman.nvent.com/en-ca/products/disconnect-wall-mount-enclosure-type-12-0 | https://hoffman.nvent.com/en-ca/print/pdf/node/124691
Wall Mount | Mild Steel | Type 12, 13; IP65 | ANSI 61 | 762 | 543 | 254 | A30P20 A30P20G | 686 | 432 | A30SA2210LPPL | FALSE | HOFFMAN |  | UL cUL | https://hoffman.nvent.com/en-ca/products/disconnect-wall-mount-enclosure-type-12-0 | https://hoffman.nvent.com/en-ca/print/pdf/node/124691
Wall Mount | Mild Steel | Type 12, 13; IP65 | ANSI 61 | 762 | 543 | 203 | A30P20 A30P20G | 686 | 432 | A30SA2208LPPL | FALSE | HOFFMAN |  | UL cUL | https://hoffman.nvent.com/en-ca/products/disconnect-wall-mount-enclosure-type-12-0 | https://hoffman.nvent.com/en-ca/print/pdf/node/124691
Wall Mount | Mild Steel | Type 12, 13; IP65 | ANSI 61 | 762 | 645 | 254 | A30P24 A30P24G | 686 | 533 | A30SA2610LPPL | FALSE | HOFFMAN |  | UL cUL | https://hoffman.nvent.com/en-ca/products/disconnect-wall-mount-enclosure-type-12-0 | https://hoffman.nvent.com/en-ca/print/pdf/node/124691
Wall Mount | Mild Steel | Type 12, 13; IP65 | ANSI 61 | 762 | 645 | 305 | A30P24 A30P24G | 686 | 533 | A30SA2612LPPL | FALSE | HOFFMAN |  | UL cUL | https://hoffman.nvent.com/en-ca/products/disconnect-wall-mount-enclosure-type-12-0 | https://hoffman.nvent.com/en-ca/print/pdf/node/124691
Wall Mount | Mild Steel | Type 12, 13; IP65 | ANSI 61 | 762 | 645 | 203 | A30P24 A30P24G | 686 | 533 | A30SA2608LPPL | FALSE | HOFFMAN |  | UL cUL | https://hoffman.nvent.com/en-ca/products/disconnect-wall-mount-enclosure-type-12-0 | https://hoffman.nvent.com/en-ca/print/pdf/node/124691
Wall Mount | Mild Steel | Type 12, 13; IP65 | ANSI 61 | 914 | 645 | 254 | A36P24 A36P24G | 838 | 533 | A36SA2610LPPL | FALSE | HOFFMAN |  | UL cUL | https://hoffman.nvent.com/en-ca/products/disconnect-wall-mount-enclosure-type-12-0 | https://hoffman.nvent.com/en-ca/print/pdf/node/124691
Wall Mount | Mild Steel | Type 12, 13; IP65 | ANSI 61 | 914 | 645 | 203 | A36P24 A36P24G | 838 | 533 | A36SA2608LPPL | FALSE | HOFFMAN |  | UL cUL | https://hoffman.nvent.com/en-ca/products/disconnect-wall-mount-enclosure-type-12-0 | https://hoffman.nvent.com/en-ca/print/pdf/node/124691
Wall Mount | Mild Steel | Type 12, 13; IP65 | ANSI 61 | 914 | 797 | 254 | A36P30 A36P30G | 838 | 686 | A36SA3210LPPL | FALSE | HOFFMAN |  | UL cUL | https://hoffman.nvent.com/en-ca/products/disconnect-wall-mount-enclosure-type-12-0 | https://hoffman.nvent.com/en-ca/print/pdf/node/124691
Wall Mount | Mild Steel | Type 12, 13; IP65 | ANSI 61 | 914 | 797 | 305 | A36P30 A36P30G | 838 | 686 | A36SA3212LPPL | FALSE | HOFFMAN |  | UL cUL | https://hoffman.nvent.com/en-ca/products/disconnect-wall-mount-enclosure-type-12-0 | https://hoffman.nvent.com/en-ca/print/pdf/node/124691
Wall Mount | Mild Steel | Type 12, 13; IP65 | ANSI 61 | 914 | 797 | 406 | A36P30 A36P30G | 838 | 686 | A36SA3216LPPL | FALSE | HOFFMAN |  | UL cUL | https://hoffman.nvent.com/en-ca/products/disconnect-wall-mount-enclosure-type-12-0 | https://hoffman.nvent.com/en-ca/print/pdf/node/124691
Wall Mount | Mild Steel | Type 12, 13; IP65 | ANSI 61 | 914 | 797 | 203 | A36P30 A36P30G | 838 | 686 | A36SA3208LPPL | FALSE | HOFFMAN |  | UL cUL | https://hoffman.nvent.com/en-ca/products/disconnect-wall-mount-enclosure-type-12-0 | https://hoffman.nvent.com/en-ca/print/pdf/node/124691
Wall Mount | Mild Steel | Type 12, 13; IP65 | ANSI 61 | 1067 | 797 | 254 | A42P30 A42P30G | 991 | 686 | A42SA3210LPPL | FALSE | HOFFMAN |  | UL cUL | https://hoffman.nvent.com/en-ca/products/disconnect-wall-mount-enclosure-type-12-0 | https://hoffman.nvent.com/en-ca/print/pdf/node/124691
Wall Mount | Mild Steel | Type 12, 13; IP65 | ANSI 61 | 1067 | 797 | 305 | A42P30 A42P30G | 991 | 686 | A42SA3212LPPL | FALSE | HOFFMAN |  | UL cUL | https://hoffman.nvent.com/en-ca/products/disconnect-wall-mount-enclosure-type-12-0 | https://hoffman.nvent.com/en-ca/print/pdf/node/124691
Wall Mount | Mild Steel | Type 12, 13; IP65 | ANSI 61 | 1067 | 797 | 406 | A42P30 A42P30G | 991 | 686 | A42SA3216LPPL | FALSE | HOFFMAN |  | UL cUL | https://hoffman.nvent.com/en-ca/products/disconnect-wall-mount-enclosure-type-12-0 | https://hoffman.nvent.com/en-ca/print/pdf/node/124691
Wall Mount | Mild Steel | Type 12, 13; IP65 | ANSI 61 | 1067 | 797 | 203 | A42P30 A42P30G | 991 | 686 | A42SA3208LPPL | FALSE | HOFFMAN |  | UL cUL | https://hoffman.nvent.com/en-ca/products/disconnect-wall-mount-enclosure-type-12-0 | https://hoffman.nvent.com/en-ca/print/pdf/node/124691
Wall Mount | Mild Steel | Type 12, 13; IP65 | ANSI 61 | 1067 | 949 | 254 | A42P36 A42P36G | 991 | 838 | A42SA3810LPPL | FALSE | HOFFMAN |  | UL cUL | https://hoffman.nvent.com/en-ca/products/disconnect-wall-mount-enclosure-type-12-0 | https://hoffman.nvent.com/en-ca/print/pdf/node/124691
Wall Mount | Mild Steel | Type 12, 13; IP65 | ANSI 61 | 1067 | 949 | 305 | A42P36 A42P36G | 991 | 838 | A42SA3812LPPL | FALSE | HOFFMAN |  | UL cUL | https://hoffman.nvent.com/en-ca/products/disconnect-wall-mount-enclosure-type-12-0 | https://hoffman.nvent.com/en-ca/print/pdf/node/124691
Wall Mount | Mild Steel | Type 12, 13; IP65 | ANSI 61 | 1067 | 949 | 406 | A42P36 A42P36G | 991 | 838 | A42SA3816LPPL | FALSE | HOFFMAN |  | UL cUL | https://hoffman.nvent.com/en-ca/products/disconnect-wall-mount-enclosure-type-12-0 | https://hoffman.nvent.com/en-ca/print/pdf/node/124691
Wall Mount | Mild Steel | Type 12, 13; IP65 | ANSI 61 | 1067 | 949 | 203 | A42P36 A42P36G | 991 | 838 | A42SA3808LPPL | FALSE | HOFFMAN |  | UL cUL | https://hoffman.nvent.com/en-ca/products/disconnect-wall-mount-enclosure-type-12-0 | https://hoffman.nvent.com/en-ca/print/pdf/node/124691
Wall Mount | Mild Steel | Type 12, 13; IP65 | ANSI 61 | 1219 | 645 | 254 | A48P24 A48P24G | 1143 | 533 | A48SA2610LPPL | FALSE | HOFFMAN |  | UL cUL | https://hoffman.nvent.com/en-ca/products/disconnect-wall-mount-enclosure-type-12-0 | https://hoffman.nvent.com/en-ca/print/pdf/node/124691
Wall Mount | Mild Steel | Type 12, 13; IP65 | ANSI 61 | 1219 | 949 | 254 | A48P36 A48P36G | 1143 | 838 | A48SA3810LPPL | FALSE | HOFFMAN |  | UL cUL | https://hoffman.nvent.com/en-ca/products/disconnect-wall-mount-enclosure-type-12-0 | https://hoffman.nvent.com/en-ca/print/pdf/node/124691
Wall Mount | Mild Steel | Type 12, 13; IP65 | ANSI 61 | 1219 | 949 | 305 | A48P36 A48P36G | 1143 | 838 | A48SA3812LPPL | FALSE | HOFFMAN |  | UL cUL | https://hoffman.nvent.com/en-ca/products/disconnect-wall-mount-enclosure-type-12-0 | https://hoffman.nvent.com/en-ca/print/pdf/node/124691
Wall Mount | Mild Steel | Type 12, 13; IP65 | ANSI 61 | 1219 | 949 | 406 | A48P36 A48P36G | 1143 | 838 | A48SA3816LPPL | FALSE | HOFFMAN |  | UL cUL | https://hoffman.nvent.com/en-ca/products/disconnect-wall-mount-enclosure-type-12-0 | https://hoffman.nvent.com/en-ca/print/pdf/node/124691
Wall Mount | Mild Steel | Type 12, 13; IP65 | ANSI 61 | 1219 | 949 | 203 | A48P36 A48P36G | 1143 | 838 | A48SA3808LPPL | FALSE | HOFFMAN |  | UL cUL | https://hoffman.nvent.com/en-ca/products/disconnect-wall-mount-enclosure-type-12-0 | https://hoffman.nvent.com/en-ca/print/pdf/node/124691
Wall Mount | Mild Steel | Type 12, 13; IP65 | ANSI 61 | 1524 | 949 | 254 | A60P36 A60P36G | 1448 | 838 | A60SA3810LPPL | FALSE | HOFFMAN |  | UL cUL | https://hoffman.nvent.com/en-ca/products/disconnect-wall-mount-enclosure-type-12-0 | https://hoffman.nvent.com/en-ca/print/pdf/node/124691
Wall Mount | Mild Steel | Type 12, 13; IP65 | ANSI 61 | 1524 | 949 | 305 | A60P36 A60P36G | 1448 | 838 | A60SA3812LPPL | FALSE | HOFFMAN |  | UL cUL | https://hoffman.nvent.com/en-ca/products/disconnect-wall-mount-enclosure-type-12-0 | https://hoffman.nvent.com/en-ca/print/pdf/node/124691
Wall Mount | Mild Steel | Type 12, 13; IP65 | ANSI 61 | 1524 | 949 | 406 | A60P36 A60P36G | 1448 | 838 | A60SA3816LPPL | FALSE | HOFFMAN |  | UL cUL | https://hoffman.nvent.com/en-ca/products/disconnect-wall-mount-enclosure-type-12-0 | https://hoffman.nvent.com/en-ca/print/pdf/node/124691
Wall Mount | Mild Steel | Type 12, 13; IP65 | ANSI 61 | 1524 | 949 | 203 | A60P36 A60P36G | 1448 | 838 | A60SA3808LPPL | FALSE | HOFFMAN |  | UL cUL | https://hoffman.nvent.com/en-ca/products/disconnect-wall-mount-enclosure-type-12-0 | https://hoffman.nvent.com/en-ca/print/pdf/node/124691
Wall Mount | Mild Steel | Type 12, 13; IP65 | ANSI 61 | 1524 | 949 | 305 | A60P36 A60P36G | 1448 | 838 | A60SA3812A24LP | FALSE | HOFFMAN |  | UL cUL | https://hoffman.nvent.com/en-ca/products/disconnect-wall-mount-enclosure-type-12-0 | https://hoffman.nvent.com/en-ca/print/pdf/node/124691
Wall Mount | Mild Steel | Type 12, 13; IP65 | ANSI 61 | 508 | 543 | 254 | A20P20 A20P20G | 432 | 432 | A20SA2210LP | FALSE | HOFFMAN |  | UL cUL | https://hoffman.nvent.com/en-ca/products/disconnect-wall-mount-enclosure-type-12-0 | https://hoffman.nvent.com/en-ca/print/pdf/node/124691
Wall Mount | Mild Steel | Type 12, 13; IP65 | ANSI 61 | 508 | 543 | 203 | A20P20 A20P20G | 432 | 432 | A20SA2208LP | FALSE | HOFFMAN |  | UL cUL | https://hoffman.nvent.com/en-ca/products/disconnect-wall-mount-enclosure-type-12-0 | https://hoffman.nvent.com/en-ca/print/pdf/node/124691
Wall Mount | Mild Steel | Type 12, 13; IP65 | ANSI 61 | 610 | 543 | 254 | A24P20 A24P20G | 533 | 432 | A24SA2210LP | FALSE | HOFFMAN |  | UL cUL | https://hoffman.nvent.com/en-ca/products/disconnect-wall-mount-enclosure-type-12-0 | https://hoffman.nvent.com/en-ca/print/pdf/node/124691
Wall Mount | Mild Steel | Type 12, 13; IP65 | ANSI 61 | 610 | 543 | 203 | A24P20 A24P20G | 533 | 432 | A24SA2208LP | FALSE | HOFFMAN |  | UL cUL | https://hoffman.nvent.com/en-ca/products/disconnect-wall-mount-enclosure-type-12-0 | https://hoffman.nvent.com/en-ca/print/pdf/node/124691
Wall Mount | Mild Steel | Type 12, 13; IP65 | ANSI 61 | 610 | 645 | 254 | A24P24 A24P24G | 533 | 533 | A24SA2610LP | FALSE | HOFFMAN |  | UL cUL | https://hoffman.nvent.com/en-ca/products/disconnect-wall-mount-enclosure-type-12-0 | https://hoffman.nvent.com/en-ca/print/pdf/node/124691
Wall Mount | Mild Steel | Type 12, 13; IP65 | ANSI 61 | 610 | 645 | 203 | A24P24 A24P24G | 533 | 533 | A24SA2608LP | FALSE | HOFFMAN |  | UL cUL | https://hoffman.nvent.com/en-ca/products/disconnect-wall-mount-enclosure-type-12-0 | https://hoffman.nvent.com/en-ca/print/pdf/node/124691
Wall Mount | Mild Steel | Type 12, 13; IP65 | ANSI 61 | 762 | 543 | 254 | A30P20 A30P20G | 686 | 432 | A30SA2210LP | FALSE | HOFFMAN |  | UL cUL | https://hoffman.nvent.com/en-ca/products/disconnect-wall-mount-enclosure-type-12-0 | https://hoffman.nvent.com/en-ca/print/pdf/node/124691
Wall Mount | Mild Steel | Type 12, 13; IP65 | ANSI 61 | 762 | 543 | 203 | A30P20 A30P20G | 686 | 432 | A30SA2208LP | FALSE | HOFFMAN |  | UL cUL | https://hoffman.nvent.com/en-ca/products/disconnect-wall-mount-enclosure-type-12-0 | https://hoffman.nvent.com/en-ca/print/pdf/node/124691
Wall Mount | Mild Steel | Type 12, 13; IP65 | ANSI 61 | 762 | 645 | 254 | A30P24 A30P24G | 686 | 533 | A30SA2610LP | FALSE | HOFFMAN |  | UL cUL | https://hoffman.nvent.com/en-ca/products/disconnect-wall-mount-enclosure-type-12-0 | https://hoffman.nvent.com/en-ca/print/pdf/node/124691
Wall Mount | Mild Steel | Type 12, 13; IP65 | ANSI 61 | 762 | 645 | 305 | A30P24 A30P24G | 686 | 533 | A30SA2612LP | FALSE | HOFFMAN |  | UL cUL | https://hoffman.nvent.com/en-ca/products/disconnect-wall-mount-enclosure-type-12-0 | https://hoffman.nvent.com/en-ca/print/pdf/node/124691
Wall Mount | Mild Steel | Type 12, 13; IP65 | ANSI 61 | 762 | 645 | 203 | A30P24 A30P24G | 686 | 533 | A30SA2608LP | FALSE | HOFFMAN |  | UL cUL | https://hoffman.nvent.com/en-ca/products/disconnect-wall-mount-enclosure-type-12-0 | https://hoffman.nvent.com/en-ca/print/pdf/node/124691
Wall Mount | Mild Steel | Type 12, 13; IP65 | ANSI 61 | 914 | 645 | 254 | A36P24 A36P24G | 838 | 533 | A36SA2610LP | FALSE | HOFFMAN |  | UL cUL | https://hoffman.nvent.com/en-ca/products/disconnect-wall-mount-enclosure-type-12-0 | https://hoffman.nvent.com/en-ca/print/pdf/node/124691
Wall Mount | Mild Steel | Type 12, 13; IP65 | ANSI 61 | 914 | 645 | 203 | A36P24 A36P24G | 838 | 533 | A36SA2608LP | FALSE | HOFFMAN |  | UL cUL | https://hoffman.nvent.com/en-ca/products/disconnect-wall-mount-enclosure-type-12-0 | https://hoffman.nvent.com/en-ca/print/pdf/node/124691
Wall Mount | Mild Steel | Type 12, 13; IP65 | ANSI 61 | 914 | 797 | 254 | A36P30 A36P30G | 838 | 686 | A36SA3210LP | FALSE | HOFFMAN |  | UL cUL | https://hoffman.nvent.com/en-ca/products/disconnect-wall-mount-enclosure-type-12-0 | https://hoffman.nvent.com/en-ca/print/pdf/node/124691
Wall Mount | Mild Steel | Type 12, 13; IP65 | ANSI 61 | 914 | 797 | 305 | A36P30 A36P30G | 838 | 686 | A36SA3212LP | FALSE | HOFFMAN |  | UL cUL | https://hoffman.nvent.com/en-ca/products/disconnect-wall-mount-enclosure-type-12-0 | https://hoffman.nvent.com/en-ca/print/pdf/node/124691
Wall Mount | Mild Steel | Type 12, 13; IP65 | ANSI 61 | 914 | 797 | 406 | A36P30 A36P30G | 838 | 686 | A36SA3216LP | FALSE | HOFFMAN |  | UL cUL | https://hoffman.nvent.com/en-ca/products/disconnect-wall-mount-enclosure-type-12-0 | https://hoffman.nvent.com/en-ca/print/pdf/node/124691
Wall Mount | Mild Steel | Type 12, 13; IP65 | ANSI 61 | 914 | 797 | 203 | A36P30 A36P30G | 838 | 686 | A36SA3208LP | FALSE | HOFFMAN |  | UL cUL | https://hoffman.nvent.com/en-ca/products/disconnect-wall-mount-enclosure-type-12-0 | https://hoffman.nvent.com/en-ca/print/pdf/node/124691
Wall Mount | Mild Steel | Type 12, 13; IP65 | ANSI 61 | 1067 | 797 | 254 | A42P30 A42P30G | 991 | 686 | A42SA3210LP | FALSE | HOFFMAN |  | UL cUL | https://hoffman.nvent.com/en-ca/products/disconnect-wall-mount-enclosure-type-12-0 | https://hoffman.nvent.com/en-ca/print/pdf/node/124691
Wall Mount | Mild Steel | Type 12, 13; IP65 | ANSI 61 | 1067 | 797 | 305 | A42P30 A42P30G | 991 | 686 | A42SA3212LP | FALSE | HOFFMAN |  | UL cUL | https://hoffman.nvent.com/en-ca/products/disconnect-wall-mount-enclosure-type-12-0 | https://hoffman.nvent.com/en-ca/print/pdf/node/124691
Wall Mount | Mild Steel | Type 12, 13; IP65 | ANSI 61 | 1067 | 797 | 203 | A42P30 A42P30G | 991 | 686 | A42SA3208LP | FALSE | HOFFMAN |  | UL cUL | https://hoffman.nvent.com/en-ca/products/disconnect-wall-mount-enclosure-type-12-0 | https://hoffman.nvent.com/en-ca/print/pdf/node/124691
Wall Mount | Mild Steel | Type 12, 13; IP65 | ANSI 61 | 1067 | 949 | 254 | A42P36 A42P36G | 991 | 838 | A42SA3810LP | FALSE | HOFFMAN |  | UL cUL | https://hoffman.nvent.com/en-ca/products/disconnect-wall-mount-enclosure-type-12-0 | https://hoffman.nvent.com/en-ca/print/pdf/node/124691
Wall Mount | Mild Steel | Type 12, 13; IP65 | ANSI 61 | 1067 | 949 | 305 | A42P36 A42P36G | 991 | 838 | A42SA3812LP | FALSE | HOFFMAN |  | UL cUL | https://hoffman.nvent.com/en-ca/products/disconnect-wall-mount-enclosure-type-12-0 | https://hoffman.nvent.com/en-ca/print/pdf/node/124691
Wall Mount | Mild Steel | Type 12, 13; IP65 | ANSI 61 | 1067 | 949 | 203 | A42P36 A42P36G | 991 | 838 | A42SA3808LP | FALSE | HOFFMAN |  | UL cUL | https://hoffman.nvent.com/en-ca/products/disconnect-wall-mount-enclosure-type-12-0 | https://hoffman.nvent.com/en-ca/print/pdf/node/124691
Wall Mount | Mild Steel | Type 12, 13; IP65 | ANSI 61 | 1219 | 949 | 254 | A48P36 A48P36G | 1143 | 838 | A48SA3810LP | FALSE | HOFFMAN |  | UL cUL | https://hoffman.nvent.com/en-ca/products/disconnect-wall-mount-enclosure-type-12-0 | https://hoffman.nvent.com/en-ca/print/pdf/node/124691
Wall Mount | Mild Steel | Type 12, 13; IP65 | ANSI 61 | 1219 | 949 | 305 | A48P36 A48P36G | 1143 | 838 | A48SA3812LP | FALSE | HOFFMAN |  | UL cUL | https://hoffman.nvent.com/en-ca/products/disconnect-wall-mount-enclosure-type-12-0 | https://hoffman.nvent.com/en-ca/print/pdf/node/124691
Wall Mount | Mild Steel | Type 12, 13; IP65 | ANSI 61 | 1219 | 949 | 406 | A48P36 A48P36G | 1143 | 838 | A48SA3816LP | FALSE | HOFFMAN |  | UL cUL | https://hoffman.nvent.com/en-ca/products/disconnect-wall-mount-enclosure-type-12-0 | https://hoffman.nvent.com/en-ca/print/pdf/node/124691
Wall Mount | Mild Steel | Type 12, 13; IP65 | ANSI 61 | 1219 | 949 | 203 | A48P36 A48P36G | 1143 | 838 | A48SA3808LP | FALSE | HOFFMAN |  | UL cUL | https://hoffman.nvent.com/en-ca/products/disconnect-wall-mount-enclosure-type-12-0 | https://hoffman.nvent.com/en-ca/print/pdf/node/124691
Wall Mount | Mild Steel | Type 12, 13; IP65 | ANSI 61 | 1524 | 949 | 254 | A60P36 A60P36G | 1448 | 838 | A60SA3810LP | FALSE | HOFFMAN |  | UL cUL | https://hoffman.nvent.com/en-ca/products/disconnect-wall-mount-enclosure-type-12-0 | https://hoffman.nvent.com/en-ca/print/pdf/node/124691
Wall Mount | Mild Steel | Type 12, 13; IP65 | ANSI 61 | 1524 | 949 | 305 | A60P36 A60P36G | 1448 | 838 | A60SA3812LP | FALSE | HOFFMAN |  | UL cUL | https://hoffman.nvent.com/en-ca/products/disconnect-wall-mount-enclosure-type-12-0 | https://hoffman.nvent.com/en-ca/print/pdf/node/124691
Wall Mount | Mild Steel | Type 12, 13; IP65 | ANSI 61 | 1524 | 949 | 406 | A60P36 A60P36G | 1448 | 838 | A60SA3816LP | FALSE | HOFFMAN |  | UL cUL | https://hoffman.nvent.com/en-ca/products/disconnect-wall-mount-enclosure-type-12-0 | https://hoffman.nvent.com/en-ca/print/pdf/node/124691
Wall Mount | Mild Steel | Type 12, 13; IP65 | ANSI 61 | 1524 | 949 | 203 | A60P36 A60P36G | 1448 | 838 | A60SA3808LP | FALSE | HOFFMAN |  | UL cUL | https://hoffman.nvent.com/en-ca/products/disconnect-wall-mount-enclosure-type-12-0 | https://hoffman.nvent.com/en-ca/print/pdf/node/124691
Wall Mount | ABS | Type 4, 4X, 6, 12, 13; IP67 | RAL 7035 | 119 | 119 | 92 | Q1313PE | 98 | 98 | Q131310ABE | FALSE | HOFFMAN |  | UL cUL | https://hoffman.nvent.com/en-ca/products/qline-e-type-4x-0 | https://hoffman.nvent.com/en-ca/print/pdf/node/127641
Wall Mount | ABS | Type 4, 4X, 6, 12, 13; IP67 | RAL 7035 | 125 | 125 | 125 | Q1313PE | 98 | 98 | Q131313ABE | FALSE | HOFFMAN |  | UL cUL | https://hoffman.nvent.com/en-ca/products/qline-e-type-4x-0 | https://hoffman.nvent.com/en-ca/print/pdf/node/127641
Wall Mount | ABS | Type 4, 4X, 6, 12, 13; IP67 | RAL 7035 | 125 | 125 | 75 | Q1313PE | 98 | 98 | Q13138ABE | FALSE | HOFFMAN |  | UL cUL | https://hoffman.nvent.com/en-ca/products/qline-e-type-4x-0 | https://hoffman.nvent.com/en-ca/print/pdf/node/127641
Wall Mount | ABS | Type 4, 4X, 6, 12, 13; IP67 | RAL 7035 | 119 | 69 | 92 | Q138PE | 98 | 48 | Q13810ABE | FALSE | HOFFMAN |  | UL cUL | https://hoffman.nvent.com/en-ca/products/qline-e-type-4x-0 | https://hoffman.nvent.com/en-ca/print/pdf/node/127641
Wall Mount | ABS | Type 4, 4X, 6, 12, 13; IP67 | RAL 7035 | 75 | 125 | 125 | Q138PE | 98 | 48 | Q13813ABE | FALSE | HOFFMAN |  | UL cUL | https://hoffman.nvent.com/en-ca/products/qline-e-type-4x-0 | https://hoffman.nvent.com/en-ca/print/pdf/node/127641
Wall Mount | ABS | Type 4, 4X, 6, 12, 13; IP67 | RAL 7035 | 75 | 125 | 75 | Q138PE | 98 | 48 | Q1388ABE | FALSE | HOFFMAN |  | UL cUL | https://hoffman.nvent.com/en-ca/products/qline-e-type-4x-0 | https://hoffman.nvent.com/en-ca/print/pdf/node/127641
Wall Mount | ABS | Type 4, 4X, 6, 12, 13; IP67 | RAL 7035 | 168 | 119 | 92 | Q1813PE | 148 | 98 | Q181310ABE | FALSE | HOFFMAN |  | UL cUL | https://hoffman.nvent.com/en-ca/products/qline-e-type-4x-0 | https://hoffman.nvent.com/en-ca/print/pdf/node/127641
Wall Mount | ABS | Type 4, 4X, 6, 12, 13; IP67 | RAL 7035 | 125 | 175 | 125 | Q1813PE | 148 | 98 | Q181313ABE | FALSE | HOFFMAN |  | UL cUL | https://hoffman.nvent.com/en-ca/products/qline-e-type-4x-0 | https://hoffman.nvent.com/en-ca/print/pdf/node/127641
Wall Mount | ABS | Type 4, 4X, 6, 12, 13; IP67 | RAL 7035 | 168 | 119 | 142 | Q1813PE | 148 | 98 | Q181315ABE | FALSE | HOFFMAN |  | UL cUL | https://hoffman.nvent.com/en-ca/products/qline-e-type-4x-0 | https://hoffman.nvent.com/en-ca/print/pdf/node/127641
Wall Mount | ABS | Type 4, 4X, 6, 12, 13; IP67 | RAL 7035 | 125 | 175 | 75 | Q1813PE | 148 | 98 | Q18138ABE | FALSE | HOFFMAN |  | UL cUL | https://hoffman.nvent.com/en-ca/products/qline-e-type-4x-0 | https://hoffman.nvent.com/en-ca/print/pdf/node/127641
Wall Mount | ABS | Type 4, 4X, 6, 12, 13; IP67 | RAL 7035 | 168 | 168 | 92 | Q1818PE | 148 | 148 | Q181810ABE | FALSE | HOFFMAN |  | UL cUL | https://hoffman.nvent.com/en-ca/products/qline-e-type-4x-0 | https://hoffman.nvent.com/en-ca/print/pdf/node/127641
Wall Mount | ABS | Type 4, 4X, 6, 12, 13; IP67 | RAL 7035 | 175 | 175 | 125 | Q1818PE | 148 | 148 | Q181813ABE | FALSE | HOFFMAN |  | UL cUL | https://hoffman.nvent.com/en-ca/products/qline-e-type-4x-0 | https://hoffman.nvent.com/en-ca/print/pdf/node/127641
Wall Mount | ABS | Type 4, 4X, 6, 12, 13; IP67 | RAL 7035 | 168 | 168 | 142 | Q1818PE | 148 | 148 | Q181815ABE | FALSE | HOFFMAN |  | UL cUL | https://hoffman.nvent.com/en-ca/products/qline-e-type-4x-0 | https://hoffman.nvent.com/en-ca/print/pdf/node/127641
Wall Mount | ABS | Type 4, 4X, 6, 12, 13; IP67 | RAL 7035 | 175 | 175 | 75 | Q1818PE | 148 | 148 | Q18188ABE | FALSE | HOFFMAN |  | UL cUL | https://hoffman.nvent.com/en-ca/products/qline-e-type-4x-0 | https://hoffman.nvent.com/en-ca/print/pdf/node/127641
Wall Mount | ABS | Type 4, 4X, 6, 12, 13; IP67 | RAL 7035 | 244 | 168 | 92 | Q2518PE | 223 | 148 | Q251810ABE | FALSE | HOFFMAN |  | UL cUL | https://hoffman.nvent.com/en-ca/products/qline-e-type-4x-0 | https://hoffman.nvent.com/en-ca/print/pdf/node/127641
Wall Mount | ABS | Type 4, 4X, 6, 12, 13; IP67 | RAL 7035 | 125 | 125 | 100 | Q1313PE | 98 | 98 | Q131310ABECC | FALSE | HOFFMAN |  | UL cUL | https://hoffman.nvent.com/en-ca/products/qline-e-type-4x-0 | https://hoffman.nvent.com/en-ca/print/pdf/node/127641
Wall Mount | ABS | Type 4, 4X, 6, 12, 13; IP67 | RAL 7035 | 125 | 125 | 125 | Q1313PE | 98 | 98 | Q131313ABECC | FALSE | HOFFMAN |  | UL cUL | https://hoffman.nvent.com/en-ca/products/qline-e-type-4x-0 | https://hoffman.nvent.com/en-ca/print/pdf/node/127641
Wall Mount | ABS | Type 4, 4X, 6, 12, 13; IP67 | RAL 7035 | 125 | 125 | 75 | Q1313PE | 98 | 98 | Q13138ABECC | FALSE | HOFFMAN |  | UL cUL | https://hoffman.nvent.com/en-ca/products/qline-e-type-4x-0 | https://hoffman.nvent.com/en-ca/print/pdf/node/127641
Wall Mount | ABS | Type 4, 4X, 6, 12, 13; IP67 | RAL 7035 | 75 | 125 | 100 | Q138PE | 98 | 48 | Q13810ABECC | FALSE | HOFFMAN |  | UL cUL | https://hoffman.nvent.com/en-ca/products/qline-e-type-4x-0 | https://hoffman.nvent.com/en-ca/print/pdf/node/127641
Wall Mount | ABS | Type 4, 4X, 6, 12, 13; IP67 | RAL 7035 | 75 | 125 | 125 | Q138PE | 98 | 48 | Q13813ABECC | FALSE | HOFFMAN |  | UL cUL | https://hoffman.nvent.com/en-ca/products/qline-e-type-4x-0 | https://hoffman.nvent.com/en-ca/print/pdf/node/127641
Wall Mount | ABS | Type 4, 4X, 6, 12, 13; IP67 | RAL 7035 | 75 | 125 | 75 | Q138PE | 98 | 48 | Q1388ABECC | FALSE | HOFFMAN |  | UL cUL | https://hoffman.nvent.com/en-ca/products/qline-e-type-4x-0 | https://hoffman.nvent.com/en-ca/print/pdf/node/127641
Wall Mount | ABS | Type 4, 4X, 6, 12, 13; IP67 | RAL 7035 | 125 | 175 | 100 | Q1813PE | 148 | 98 | Q181310ABECC | FALSE | HOFFMAN |  | UL cUL | https://hoffman.nvent.com/en-ca/products/qline-e-type-4x-0 | https://hoffman.nvent.com/en-ca/print/pdf/node/127641
Wall Mount | ABS | Type 4, 4X, 6, 12, 13; IP67 | RAL 7035 | 125 | 175 | 125 | Q1813PE | 148 | 98 | Q181313ABECC | FALSE | HOFFMAN |  | UL cUL | https://hoffman.nvent.com/en-ca/products/qline-e-type-4x-0 | https://hoffman.nvent.com/en-ca/print/pdf/node/127641
Wall Mount | ABS | Type 4, 4X, 6, 12, 13; IP67 | RAL 7035 | 125 | 175 | 150 | Q1813PE | 148 | 98 | Q181315ABECC | FALSE | HOFFMAN |  | UL cUL | https://hoffman.nvent.com/en-ca/products/qline-e-type-4x-0 | https://hoffman.nvent.com/en-ca/print/pdf/node/127641
Wall Mount | ABS | Type 4, 4X, 6, 12, 13; IP67 | RAL 7035 | 125 | 175 | 75 | Q1813PE | 148 | 98 | Q18138ABECC | FALSE | HOFFMAN |  | UL cUL | https://hoffman.nvent.com/en-ca/products/qline-e-type-4x-0 | https://hoffman.nvent.com/en-ca/print/pdf/node/127641
Wall Mount | ABS | Type 4, 4X, 6, 12, 13; IP67 | RAL 7035 | 175 | 175 | 100 | Q1818PE | 148 | 148 | Q181810ABECC | FALSE | HOFFMAN |  | UL cUL | https://hoffman.nvent.com/en-ca/products/qline-e-type-4x-0 | https://hoffman.nvent.com/en-ca/print/pdf/node/127641
Wall Mount | ABS | Type 4, 4X, 6, 12, 13; IP67 | RAL 7035 | 175 | 175 | 125 | Q1818PE | 148 | 148 | Q181813ABECC | FALSE | HOFFMAN |  | UL cUL | https://hoffman.nvent.com/en-ca/products/qline-e-type-4x-0 | https://hoffman.nvent.com/en-ca/print/pdf/node/127641
Wall Mount | ABS | Type 4, 4X, 6, 12, 13; IP67 | RAL 7035 | 175 | 175 | 150 | Q1818PE | 148 | 148 | Q181815ABECC | FALSE | HOFFMAN |  | UL cUL | https://hoffman.nvent.com/en-ca/products/qline-e-type-4x-0 | https://hoffman.nvent.com/en-ca/print/pdf/node/127641
Wall Mount | ABS | Type 4, 4X, 6, 12, 13; IP67 | RAL 7035 | 175 | 175 | 75 | Q1818PE | 148 | 148 | Q18188ABECC | FALSE | HOFFMAN |  | UL cUL | https://hoffman.nvent.com/en-ca/products/qline-e-type-4x-0 | https://hoffman.nvent.com/en-ca/print/pdf/node/127641
Wall Mount | Polycarbonate | Type 4, 4X, 6, 12, 13; IP67 | RAL 7035 | 119 | 119 | 92 | Q1313PE | 98 | 98 | Q131310PCE | FALSE | HOFFMAN |  | UL cUL | https://hoffman.nvent.com/en-ca/products/qline-e-type-4x-0 | https://hoffman.nvent.com/en-ca/print/pdf/node/127641
Wall Mount | Polycarbonate | Type 4, 4X, 6, 12, 13; IP67 | RAL 7035 | 119 | 119 | 117 | Q1313PE | 98 | 98 | Q131313PCE | FALSE | HOFFMAN |  | UL cUL | https://hoffman.nvent.com/en-ca/products/qline-e-type-4x-0 | https://hoffman.nvent.com/en-ca/print/pdf/node/127641
Wall Mount | Polycarbonate | Type 4, 4X, 6, 12, 13; IP67 | RAL 7035 | 119 | 119 | 67 | Q1313PE | 98 | 98 | Q13138PCE | FALSE | HOFFMAN |  | UL cUL | https://hoffman.nvent.com/en-ca/products/qline-e-type-4x-0 | https://hoffman.nvent.com/en-ca/print/pdf/node/127641
Wall Mount | Polycarbonate | Type 4, 4X, 6, 12, 13; IP67 | RAL 7035 | 119 | 69 | 92 | Q138PE | 98 | 48 | Q13810PCE | FALSE | HOFFMAN |  | UL cUL | https://hoffman.nvent.com/en-ca/products/qline-e-type-4x-0 | https://hoffman.nvent.com/en-ca/print/pdf/node/127641
Wall Mount | Polycarbonate | Type 4, 4X, 6, 12, 13; IP67 | RAL 7035 | 119 | 69 | 117 | Q138PE | 98 | 48 | Q13813PCE | FALSE | HOFFMAN |  | UL cUL | https://hoffman.nvent.com/en-ca/products/qline-e-type-4x-0 | https://hoffman.nvent.com/en-ca/print/pdf/node/127641
Wall Mount | Polycarbonate | Type 4, 4X, 6, 12, 13; IP67 | RAL 7035 | 119 | 69 | 67 | Q138PE | 98 | 48 | Q1388PCE | FALSE | HOFFMAN |  | UL cUL | https://hoffman.nvent.com/en-ca/products/qline-e-type-4x-0 | https://hoffman.nvent.com/en-ca/print/pdf/node/127641
Wall Mount | Polycarbonate | Type 4, 4X, 6, 12, 13; IP67 | RAL 7035 | 168 | 119 | 92 | Q1813PE | 148 | 98 | Q181310PCE | FALSE | HOFFMAN |  | UL cUL | https://hoffman.nvent.com/en-ca/products/qline-e-type-4x-0 | https://hoffman.nvent.com/en-ca/print/pdf/node/127641
Wall Mount | Polycarbonate | Type 4, 4X, 6, 12, 13; IP67 | RAL 7035 | 168 | 119 | 117 | Q1813PE | 148 | 98 | Q181313PCE | FALSE | HOFFMAN |  | UL cUL | https://hoffman.nvent.com/en-ca/products/qline-e-type-4x-0 | https://hoffman.nvent.com/en-ca/print/pdf/node/127641
Wall Mount | Polycarbonate | Type 4, 4X, 6, 12, 13; IP67 | RAL 7035 | 168 | 119 | 142 | Q1813PE | 148 | 98 | Q181315PCE | FALSE | HOFFMAN |  | UL cUL | https://hoffman.nvent.com/en-ca/products/qline-e-type-4x-0 | https://hoffman.nvent.com/en-ca/print/pdf/node/127641
Wall Mount | Polycarbonate | Type 4, 4X, 6, 12, 13; IP67 | RAL 7035 | 168 | 119 | 67 | Q1813PE | 148 | 98 | Q18138PCE | FALSE | HOFFMAN |  | UL cUL | https://hoffman.nvent.com/en-ca/products/qline-e-type-4x-0 | https://hoffman.nvent.com/en-ca/print/pdf/node/127641
Wall Mount | Polycarbonate | Type 4, 4X, 6, 12, 13; IP67 | RAL 7035 | 168 | 168 | 92 | Q1818PE | 148 | 148 | Q181810PCE | FALSE | HOFFMAN |  | UL cUL | https://hoffman.nvent.com/en-ca/products/qline-e-type-4x-0 | https://hoffman.nvent.com/en-ca/print/pdf/node/127641
Wall Mount | Polycarbonate | Type 4, 4X, 6, 12, 13; IP67 | RAL 7035 | 168 | 168 | 117 | Q1818PE | 148 | 148 | Q181813PCE | FALSE | HOFFMAN |  | UL cUL | https://hoffman.nvent.com/en-ca/products/qline-e-type-4x-0 | https://hoffman.nvent.com/en-ca/print/pdf/node/127641
Wall Mount | Polycarbonate | Type 4, 4X, 6, 12, 13; IP67 | RAL 7035 | 168 | 168 | 142 | Q1818PE | 148 | 148 | Q181815PCE | FALSE | HOFFMAN |  | UL cUL | https://hoffman.nvent.com/en-ca/products/qline-e-type-4x-0 | https://hoffman.nvent.com/en-ca/print/pdf/node/127641
Wall Mount | Polycarbonate | Type 4, 4X, 6, 12, 13; IP67 | RAL 7035 | 168 | 168 | 67 | Q1818PE | 148 | 148 | Q18188PCE | FALSE | HOFFMAN |  | UL cUL | https://hoffman.nvent.com/en-ca/products/qline-e-type-4x-0 | https://hoffman.nvent.com/en-ca/print/pdf/node/127641
Wall Mount | Polycarbonate | Type 4, 4X, 6, 12, 13; IP67 | RAL 7035 | 119 | 119 | 92 | Q1313PE | 98 | 98 | Q131310PCECC | FALSE | HOFFMAN |  | UL cUL | https://hoffman.nvent.com/en-ca/products/qline-e-type-4x-0 | https://hoffman.nvent.com/en-ca/print/pdf/node/127641
Wall Mount | Polycarbonate | Type 4, 4X, 6, 12, 13; IP67 | RAL 7035 | 119 | 119 | 117 | Q1313PE | 98 | 98 | Q131313PCECC | FALSE | HOFFMAN |  | UL cUL | https://hoffman.nvent.com/en-ca/products/qline-e-type-4x-0 | https://hoffman.nvent.com/en-ca/print/pdf/node/127641
Wall Mount | Polycarbonate | Type 4, 4X, 6, 12, 13; IP67 | RAL 7035 | 119 | 119 | 67 | Q1313PE | 98 | 98 | Q13138PCECC | FALSE | HOFFMAN |  | UL cUL | https://hoffman.nvent.com/en-ca/products/qline-e-type-4x-0 | https://hoffman.nvent.com/en-ca/print/pdf/node/127641
Wall Mount | Polycarbonate | Type 4, 4X, 6, 12, 13; IP67 | RAL 7035 | 119 | 69 | 92 | Q138PE | 98 | 48 | Q13810PCECC | FALSE | HOFFMAN |  | UL cUL | https://hoffman.nvent.com/en-ca/products/qline-e-type-4x-0 | https://hoffman.nvent.com/en-ca/print/pdf/node/127641
Wall Mount | Polycarbonate | Type 4, 4X, 6, 12, 13; IP67 | RAL 7035 | 119 | 69 | 117 | Q138PE | 98 | 48 | Q13813PCECC | FALSE | HOFFMAN |  | UL cUL | https://hoffman.nvent.com/en-ca/products/qline-e-type-4x-0 | https://hoffman.nvent.com/en-ca/print/pdf/node/127641
Wall Mount | Polycarbonate | Type 4, 4X, 6, 12, 13; IP67 | RAL 7035 | 119 | 69 | 67 | Q138PE | 98 | 48 | Q1388PCECC | FALSE | HOFFMAN |  | UL cUL | https://hoffman.nvent.com/en-ca/products/qline-e-type-4x-0 | https://hoffman.nvent.com/en-ca/print/pdf/node/127641
Wall Mount | Polycarbonate | Type 4, 4X, 6, 12, 13; IP67 | RAL 7035 | 168 | 119 | 92 | Q1813PE | 148 | 98 | Q181310PCECC | FALSE | HOFFMAN |  | UL cUL | https://hoffman.nvent.com/en-ca/products/qline-e-type-4x-0 | https://hoffman.nvent.com/en-ca/print/pdf/node/127641
Wall Mount | Polycarbonate | Type 4, 4X, 6, 12, 13; IP67 | RAL 7035 | 168 | 119 | 117 | Q1813PE | 148 | 98 | Q181313PCECC | FALSE | HOFFMAN |  | UL cUL | https://hoffman.nvent.com/en-ca/products/qline-e-type-4x-0 | https://hoffman.nvent.com/en-ca/print/pdf/node/127641
Wall Mount | Polycarbonate | Type 4, 4X, 6, 12, 13; IP67 | RAL 7035 | 168 | 119 | 142 | Q1813PE | 148 | 98 | Q181315PCECC | FALSE | HOFFMAN |  | UL cUL | https://hoffman.nvent.com/en-ca/products/qline-e-type-4x-0 | https://hoffman.nvent.com/en-ca/print/pdf/node/127641
Wall Mount | Polycarbonate | Type 4, 4X, 6, 12, 13; IP67 | RAL 7035 | 168 | 119 | 67 | Q1813PE | 148 | 98 | Q18138PCECC | FALSE | HOFFMAN |  | UL cUL | https://hoffman.nvent.com/en-ca/products/qline-e-type-4x-0 | https://hoffman.nvent.com/en-ca/print/pdf/node/127641
Wall Mount | Polycarbonate | Type 4, 4X, 6, 12, 13; IP67 | RAL 7035 | 168 | 168 | 92 | Q1818PE | 148 | 148 | Q181810PCECC | FALSE | HOFFMAN |  | UL cUL | https://hoffman.nvent.com/en-ca/products/qline-e-type-4x-0 | https://hoffman.nvent.com/en-ca/print/pdf/node/127641
Wall Mount | Polycarbonate | Type 4, 4X, 6, 12, 13; IP67 | RAL 7035 | 168 | 168 | 117 | Q1818PE | 148 | 148 | Q181813PCECC | FALSE | HOFFMAN |  | UL cUL | https://hoffman.nvent.com/en-ca/products/qline-e-type-4x-0 | https://hoffman.nvent.com/en-ca/print/pdf/node/127641
Wall Mount | Polycarbonate | Type 4, 4X, 6, 12, 13; IP67 | RAL 7035 | 168 | 168 | 142 | Q1818PE | 148 | 148 | Q181815PCECC | FALSE | HOFFMAN |  | UL cUL | https://hoffman.nvent.com/en-ca/products/qline-e-type-4x-0 | https://hoffman.nvent.com/en-ca/print/pdf/node/127641
Wall Mount | Polycarbonate | Type 4, 4X, 6, 12, 13; IP67 | RAL 7035 | 168 | 168 | 67 | Q1818PE | 148 | 148 | Q18188PCECC | FALSE | HOFFMAN |  | UL cUL | https://hoffman.nvent.com/en-ca/products/qline-e-type-4x-0 | https://hoffman.nvent.com/en-ca/print/pdf/node/127641
Wall Mount | ABS | Type 4, 4X, 6, 12, 13; IP67 | RAL 7035 | 175 | 250 | 100 | Q2518PE | 223 | 148 | Q251810ABECC | FALSE | HOFFMAN |  | UL cUL | https://hoffman.nvent.com/en-ca/products/qline-e-type-4x-0 | https://hoffman.nvent.com/en-ca/print/pdf/node/127641
Wall Mount | ABS | Type 4, 4X, 6, 12, 13; IP67 | RAL 7035 | 175 | 250 | 150 | Q2518PE | 223 | 148 | Q251815ABECC | FALSE | HOFFMAN |  | UL cUL | https://hoffman.nvent.com/en-ca/products/qline-e-type-4x-0 | https://hoffman.nvent.com/en-ca/print/pdf/node/127641
Wall Mount | ABS | Type 4, 4X, 6, 12, 13; IP67 | RAL 7035 | 175 | 250 | 75 | Q2518PE | 223 | 148 | Q25188ABECC | FALSE | HOFFMAN |  | UL cUL | https://hoffman.nvent.com/en-ca/products/qline-e-type-4x-0 | https://hoffman.nvent.com/en-ca/print/pdf/node/127641
Wall Mount | Polycarbonate | Type 4, 4X, 6, 12, 13; IP67 | RAL 7035 | 244 | 168 | 92 | Q2518PE | 223 | 148 | Q251810PCE | FALSE | HOFFMAN |  | UL cUL | https://hoffman.nvent.com/en-ca/products/qline-e-type-4x-0 | https://hoffman.nvent.com/en-ca/print/pdf/node/127641
Wall Mount | Polycarbonate | Type 4, 4X, 6, 12, 13; IP67 | RAL 7035 | 244 | 168 | 142 | Q2518PE | 223 | 148 | Q251815PCE | FALSE | HOFFMAN |  | UL cUL | https://hoffman.nvent.com/en-ca/products/qline-e-type-4x-0 | https://hoffman.nvent.com/en-ca/print/pdf/node/127641
Wall Mount | Polycarbonate | Type 4, 4X, 6, 12, 13; IP67 | RAL 7035 | 244 | 168 | 67 | Q2518PE | 223 | 148 | Q25188PCE | FALSE | HOFFMAN |  | UL cUL | https://hoffman.nvent.com/en-ca/products/qline-e-type-4x-0 | https://hoffman.nvent.com/en-ca/print/pdf/node/127641
Wall Mount | Polycarbonate | Type 4, 4X, 6, 12, 13; IP67 | RAL 7035 | 244 | 168 | 92 | Q2518PE | 223 | 148 | Q251810PCECC | FALSE | HOFFMAN |  | UL cUL | https://hoffman.nvent.com/en-ca/products/qline-e-type-4x-0 | https://hoffman.nvent.com/en-ca/print/pdf/node/127641
Wall Mount | Polycarbonate | Type 4, 4X, 6, 12, 13; IP67 | RAL 7035 | 244 | 168 | 142 | Q2518PE | 223 | 148 | Q251815PCECC | FALSE | HOFFMAN |  | UL cUL | https://hoffman.nvent.com/en-ca/products/qline-e-type-4x-0 | https://hoffman.nvent.com/en-ca/print/pdf/node/127641
Wall Mount | Polycarbonate | Type 4, 4X, 6, 12, 13; IP67 | RAL 7035 | 244 | 168 | 67 | Q2518PE | 223 | 148 | Q25188PCECC | FALSE | HOFFMAN |  | UL cUL | https://hoffman.nvent.com/en-ca/products/qline-e-type-4x-0 | https://hoffman.nvent.com/en-ca/print/pdf/node/127641
Wall Mount | ABS | Type 4, 4X, 6, 12, 13; IP67 | RAL 7035 | 244 | 168 | 142 | Q2518PE | 223 | 148 | Q251815ABE | FALSE | HOFFMAN |  | UL cUL | https://hoffman.nvent.com/en-ca/products/qline-e-type-4x-0 | https://hoffman.nvent.com/en-ca/print/pdf/node/127641
Wall Mount | ABS | Type 4, 4X, 6, 12, 13; IP67 | RAL 7035 | 175 | 250 | 75 | Q2518PE | 223 | 148 | Q25188ABE | FALSE | HOFFMAN |  | UL cUL | https://hoffman.nvent.com/en-ca/products/qline-e-type-4x-0 | https://hoffman.nvent.com/en-ca/print/pdf/node/127641
Wall Mount | Aluminum | Type 3R, 4, 4X, 12, 13; IP66 | Unpainted | 254 | 203 | 102 | A10P8 A10P8AL A10P8G | 222 | 175 | A1008NFAL | FALSE | HOFFMAN |  | UL cUL | https://hoffman.nvent.com/en-ca/products/aluminum-clamp-cover-type-4x | https://hoffman.nvent.com/en-ca/print/pdf/node/123471
Wall Mount | Aluminum | Type 3R, 4, 4X, 12, 13; IP66 | Unpainted | 305 | 254 | 127 | A12P10 A12P10AL A12P10G | 273 | 225 | A1210NFAL | FALSE | HOFFMAN |  | UL cUL | https://hoffman.nvent.com/en-ca/products/aluminum-clamp-cover-type-4x | https://hoffman.nvent.com/en-ca/print/pdf/node/123471
Wall Mount | Aluminum | Type 3R, 4, 4X, 12, 13; IP66 | Unpainted | 356 | 305 | 152 | A14P12 A14P12AL A14P12G | 324 | 276 | A1412NFAL | FALSE | HOFFMAN |  | UL cUL | https://hoffman.nvent.com/en-ca/products/aluminum-clamp-cover-type-4x | https://hoffman.nvent.com/en-ca/print/pdf/node/123471
Wall Mount | Aluminum | Type 3R, 4, 4X, 12, 13; IP66 | Unpainted | 406 | 356 | 152 | A16P14 A16P14AL A16P14G | 375 | 327 | A1614NFAL | FALSE | HOFFMAN |  | UL cUL | https://hoffman.nvent.com/en-ca/products/aluminum-clamp-cover-type-4x | https://hoffman.nvent.com/en-ca/print/pdf/node/123471
Wall Mount | Aluminum | Type 3R, 4, 4X, 12, 13; IP66 | Unpainted | 152 | 102 | 76 | A6P4 A6P4AL A6P4G | 124 | 73 | A604NFAL | FALSE | HOFFMAN |  | UL cUL | https://hoffman.nvent.com/en-ca/products/aluminum-clamp-cover-type-4x | https://hoffman.nvent.com/en-ca/print/pdf/node/123471
Wall Mount | Aluminum | Type 3R, 4, 4X, 12, 13; IP66 | Unpainted | 152 | 152 | 102 | A6P6 A6P6AL A6P6G | 124 | 124 | A606NFAL | FALSE | HOFFMAN |  | UL cUL | https://hoffman.nvent.com/en-ca/products/aluminum-clamp-cover-type-4x | https://hoffman.nvent.com/en-ca/print/pdf/node/123471
Wall Mount | Aluminum | Type 3R, 4, 4X, 12, 13; IP66 | Unpainted | 203 | 152 | 89 | A8P6 A8P6AL A8P6G | 171 | 124 | A806NFAL | FALSE | HOFFMAN |  | UL cUL | https://hoffman.nvent.com/en-ca/products/aluminum-clamp-cover-type-4x | https://hoffman.nvent.com/en-ca/print/pdf/node/123471
Wall Mount | Mild Steel | Type 3, 4, 12, and 13; IP66 | ANSI 61 | 406 | 406 | 152 | A16P16 A16P16G | 330 | 330 | A16H16ALP3PT | FALSE | HOFFMAN |  | UL cUL | https://hoffman.nvent.com/en-ca/products/continuous-hinge-3-point-latch-type-4-0 | https://hoffman.nvent.com/en-ca/print/pdf/node/125671
Wall Mount | Mild Steel | Type 3, 4, 12, and 13; IP66 | ANSI 61 | 508 | 406 | 152 | A20P16 A20P16G | 432 | 330 | A20H16ALP3PT | FALSE | HOFFMAN |  | UL cUL | https://hoffman.nvent.com/en-ca/products/continuous-hinge-3-point-latch-type-4-0 | https://hoffman.nvent.com/en-ca/print/pdf/node/125671
Wall Mount | Mild Steel | Type 3, 4, 12, and 13; IP66 | ANSI 61 | 508 | 406 | 203 | A20P16 A20P16G | 432 | 330 | A20H16BLP3PT | FALSE | HOFFMAN |  | UL cUL | https://hoffman.nvent.com/en-ca/products/continuous-hinge-3-point-latch-type-4-0 | https://hoffman.nvent.com/en-ca/print/pdf/node/125671
Wall Mount | Mild Steel | Type 3, 4, 12, and 13; IP66 | ANSI 61 | 508 | 508 | 203 | A20P20 A20P20G | 432 | 432 | A20H20BLP3PT | FALSE | HOFFMAN |  | UL cUL | https://hoffman.nvent.com/en-ca/products/continuous-hinge-3-point-latch-type-4-0 | https://hoffman.nvent.com/en-ca/print/pdf/node/125671
Wall Mount | Mild Steel | Type 3, 4, 12, and 13; IP66 | ANSI 61 | 610 | 508 | 203 | A24P20 A24P20G | 533 | 432 | A24H20BLP3PT | FALSE | HOFFMAN |  | UL cUL | https://hoffman.nvent.com/en-ca/products/continuous-hinge-3-point-latch-type-4-0 | https://hoffman.nvent.com/en-ca/print/pdf/node/125671
Wall Mount | Mild Steel | Type 3, 4, 12, and 13; IP66 | ANSI 61 | 610 | 610 | 152 | A24P24 A24P24G | 533 | 533 | A24H24ALP3PT | FALSE | HOFFMAN |  | UL cUL | https://hoffman.nvent.com/en-ca/products/continuous-hinge-3-point-latch-type-4-0 | https://hoffman.nvent.com/en-ca/print/pdf/node/125671
Wall Mount | Mild Steel | Type 3, 4, 12, and 13; IP66 | ANSI 61 | 610 | 610 | 203 | A24P24 A24P24G | 533 | 533 | A24H24BLP3PT | FALSE | HOFFMAN |  | UL cUL | https://hoffman.nvent.com/en-ca/products/continuous-hinge-3-point-latch-type-4-0 | https://hoffman.nvent.com/en-ca/print/pdf/node/125671
Wall Mount | Mild Steel | Type 3, 4, 12, and 13; IP66 | ANSI 61 | 762 | 610 | 203 | A30P24 A30P24G | 686 | 533 | A30H24BLP3PT | FALSE | HOFFMAN |  | UL cUL | https://hoffman.nvent.com/en-ca/products/continuous-hinge-3-point-latch-type-4-0 | https://hoffman.nvent.com/en-ca/print/pdf/node/125671
Wall Mount | Mild Steel | Type 3, 4, 12, and 13; IP66 | ANSI 61 | 762 | 762 | 203 | A30P30 A30P30G | 686 | 686 | A30H30BLP3PT | FALSE | HOFFMAN |  | UL cUL | https://hoffman.nvent.com/en-ca/products/continuous-hinge-3-point-latch-type-4-0 | https://hoffman.nvent.com/en-ca/print/pdf/node/125671
Wall Mount | Mild Steel | Type 3, 4, 12, and 13; IP66 | ANSI 61 | 914 | 762 | 254 | A36P30 A36P30G | 838 | 686 | A36H30CLP3PT | FALSE | HOFFMAN |  | UL cUL | https://hoffman.nvent.com/en-ca/products/continuous-hinge-3-point-latch-type-4-0 | https://hoffman.nvent.com/en-ca/print/pdf/node/125671
Wall Mount | Mild Steel | Type 3, 4, 12, and 13; IP66 | ANSI 61 | 914 | 762 | 305 | A36P30 A36P30G | 838 | 686 | A36H30DLP3PT | FALSE | HOFFMAN |  | UL cUL | https://hoffman.nvent.com/en-ca/products/continuous-hinge-3-point-latch-type-4-0 | https://hoffman.nvent.com/en-ca/print/pdf/node/125671
Wall Mount | Mild Steel | Type 3, 4, 12, and 13; IP66 | ANSI 61 | 914 | 762 | 203 | A36P30 A36P30G | 838 | 686 | A36H30BLP3PT | FALSE | HOFFMAN |  | UL cUL | https://hoffman.nvent.com/en-ca/products/continuous-hinge-3-point-latch-type-4-0 | https://hoffman.nvent.com/en-ca/print/pdf/node/125671
Wall Mount | Mild Steel | Type 3, 4, 12, and 13; IP66 | ANSI 61 | 1219 | 914 | 305 | A48P36 A48P36G | 1143 | 838 | A48H36DLP3PT | FALSE | HOFFMAN |  | UL cUL | https://hoffman.nvent.com/en-ca/products/continuous-hinge-3-point-latch-type-4-0 | https://hoffman.nvent.com/en-ca/print/pdf/node/125671
Wall Mount | Mild Steel | Type 3, 4, 12, and 13; IP66 | ANSI 61 | 1219 | 914 | 406 | A48P36 A48P36G | 1143 | 838 | A48H36FLP3PT | FALSE | HOFFMAN |  | UL cUL | https://hoffman.nvent.com/en-ca/products/continuous-hinge-3-point-latch-type-4-0 | https://hoffman.nvent.com/en-ca/print/pdf/node/125671
Wall Mount | Mild Steel | Type 3, 4, 12, and 13; IP66 | ANSI 61 | 1524 | 914 | 305 | A60P36 A60P36G | 1448 | 838 | A60H36DLP3PT | FALSE | HOFFMAN |  | UL cUL | https://hoffman.nvent.com/en-ca/products/continuous-hinge-3-point-latch-type-4-0 | https://hoffman.nvent.com/en-ca/print/pdf/node/125671
Wall Mount | Mild Steel | Type 3, 4, 12, and 13; IP66 | ANSI 61 | 203 | 914 | 406 | A60P36 A60P36G | 1448 | 838 | A60H36FLP3PT | FALSE | HOFFMAN |  | UL cUL | https://hoffman.nvent.com/en-ca/products/continuous-hinge-3-point-latch-type-4-0 | https://hoffman.nvent.com/en-ca/print/pdf/node/125671
Wall Mount | Mild Steel | Type 3, 4, 12, and 13; IP66 | ANSI 61 | 1524 | 914 | 457 | A60P36 A60P36G | 1448 | 838 | A60H36GLP3PT | FALSE | HOFFMAN |  | UL cUL | https://hoffman.nvent.com/en-ca/products/continuous-hinge-3-point-latch-type-4-0 | https://hoffman.nvent.com/en-ca/print/pdf/node/125671
Wall Mount | Mild Steel | Type 3, 4, 12, and 13; IP66 | ANSI 61 | 1524 | 914 | 610 | A60P36 A60P36G | 1448 | 838 | A60H36JLP3PT | FALSE | HOFFMAN |  | UL cUL | https://hoffman.nvent.com/en-ca/products/continuous-hinge-3-point-latch-type-4-0 | https://hoffman.nvent.com/en-ca/print/pdf/node/125671
Wall Mount | Mild Steel | Type 3, 4, 12, and 13; IP66 | ANSI 61 | 1829 | 914 | 305 | A72P36 A72P36G | 1753 | 838 | A72H36DLP3PT | FALSE | HOFFMAN |  | UL cUL | https://hoffman.nvent.com/en-ca/products/continuous-hinge-3-point-latch-type-4-0 | https://hoffman.nvent.com/en-ca/print/pdf/node/125671
Wall Mount | Mild Steel | Type 3, 4, 12, and 13; IP66 | ANSI 61 | 1829 | 914 | 406 | A72P36 A72P36G | 1753 | 838 | A72H36FLP3PT | FALSE | HOFFMAN |  | UL cUL | https://hoffman.nvent.com/en-ca/products/continuous-hinge-3-point-latch-type-4-0 | https://hoffman.nvent.com/en-ca/print/pdf/node/125671
Wall Mount | Mild Steel | Type 3, 4, 12, and 13; IP66 | ANSI 61 | 1829 | 914 | 457 | A72P36 A72P36G | 1753 | 838 | A72H36GLP3PT | FALSE | HOFFMAN |  | UL cUL | https://hoffman.nvent.com/en-ca/products/continuous-hinge-3-point-latch-type-4-0 | https://hoffman.nvent.com/en-ca/print/pdf/node/125671
Wall Mount | Mild Steel | Type 3, 4, 12, and 13; IP66 | ANSI 61 | 1829 | 914 | 610 | A72P36 A72P36G | 1753 | 838 | A72H36JLP3PT | FALSE | HOFFMAN |  | UL cUL | https://hoffman.nvent.com/en-ca/products/continuous-hinge-3-point-latch-type-4-0 | https://hoffman.nvent.com/en-ca/print/pdf/node/125671
Wall Mount | Polycarbonate | Type 4, 4X, 12, 13; IP66 | RAL 7035 | 125 | 125 | 74 | Q1313PE | 98 | 98 | Q13138PCEMC | FALSE | HOFFMAN |  | UL cUL | https://hoffman.nvent.com/en-ca/products/qline-e-emc-type-4x-0 | https://hoffman.nvent.com/en-ca/print/pdf/node/127636
Wall Mount | Polycarbonate | Type 4, 4X, 12, 13; IP66 | RAL 7035 | 124 | 124 | 99 | Q1313PE | 98 | 98 | Q131310PCEMC | FALSE | HOFFMAN |  | UL cUL | https://hoffman.nvent.com/en-ca/products/qline-e-emc-type-4x-0 | https://hoffman.nvent.com/en-ca/print/pdf/node/127636
Wall Mount | Polycarbonate | Type 4, 4X, 12, 13; IP66 | RAL 7035 | 125 | 75 | 74 | Q138PE | 98 | 48 | Q1388PCEMC | FALSE | HOFFMAN |  | UL cUL | https://hoffman.nvent.com/en-ca/products/qline-e-emc-type-4x-0 | https://hoffman.nvent.com/en-ca/print/pdf/node/127636
Wall Mount | Polycarbonate | Type 4, 4X, 12, 13; IP66 | RAL 7035 | 175 | 125 | 74 | Q1813PE | 148 | 98 | Q18138PCEMC | FALSE | HOFFMAN |  | UL cUL | https://hoffman.nvent.com/en-ca/products/qline-e-emc-type-4x-0 | https://hoffman.nvent.com/en-ca/print/pdf/node/127636
Wall Mount | Polycarbonate | Type 4, 4X, 12, 13; IP66 | RAL 7035 | 175 | 125 | 99 | Q1813PE | 148 | 98 | Q181310PCEMC | FALSE | HOFFMAN |  | UL cUL | https://hoffman.nvent.com/en-ca/products/qline-e-emc-type-4x-0 | https://hoffman.nvent.com/en-ca/print/pdf/node/127636
Wall Mount | Polycarbonate | Type 4, 4X, 12, 13; IP66 | RAL 7035 | 175 | 175 | 74 | Q1818PE | 148 | 148 | Q18188PCEMC | FALSE | HOFFMAN |  | UL cUL | https://hoffman.nvent.com/en-ca/products/qline-e-emc-type-4x-0 | https://hoffman.nvent.com/en-ca/print/pdf/node/127636
Wall Mount | Mild Steel | Type 12; IP55 | ANSI 61 | 610 | 1067 | 203 | A42P24 A42P24G | 991 | 533 | A244208WFLP | FALSE | HOFFMAN |  | UL cUL | https://hoffman.nvent.com/en-ca/products/continuous-hinge-two-door-handle-type-12-0 | https://hoffman.nvent.com/en-ca/print/pdf/node/125666
Wall Mount | Mild Steel | Type 12; IP55 | ANSI 61 | 610 | 1219 | 203 | A48P24 A48P24G | 1143 | 533 | A244808WFLP | FALSE | HOFFMAN |  | UL cUL | https://hoffman.nvent.com/en-ca/products/continuous-hinge-two-door-handle-type-12-0 | https://hoffman.nvent.com/en-ca/print/pdf/node/125666
Wall Mount | Mild Steel | Type 12; IP55 | ANSI 61 | 762 | 1067 | 254 | A42P30 A42P30G | 991 | 686 | A304210WFLP | FALSE | HOFFMAN |  | UL cUL | https://hoffman.nvent.com/en-ca/products/continuous-hinge-two-door-handle-type-12-0 | https://hoffman.nvent.com/en-ca/print/pdf/node/125666
Wall Mount | Mild Steel | Type 12; IP55 | ANSI 61 | 762 | 1219 | 254 | A48P30 A48P30G | 1143 | 686 | A304810WFLP | FALSE | HOFFMAN |  | UL cUL | https://hoffman.nvent.com/en-ca/products/continuous-hinge-two-door-handle-type-12-0 | https://hoffman.nvent.com/en-ca/print/pdf/node/125666
Wall Mount | Mild Steel | Type 12; IP55 | ANSI 61 | 762 | 1524 | 254 | A60P30 A60P30G | 1448 | 686 | A306010WFLP | FALSE | HOFFMAN |  | UL cUL | https://hoffman.nvent.com/en-ca/products/continuous-hinge-two-door-handle-type-12-0 | https://hoffman.nvent.com/en-ca/print/pdf/node/125666
Wall Mount | Mild Steel | Type 12; IP55 | ANSI 61 | 914 | 1067 | 305 | A42P36 A42P36G | 991 | 838 | A364212WFLP | FALSE | HOFFMAN |  | UL cUL | https://hoffman.nvent.com/en-ca/products/continuous-hinge-two-door-handle-type-12-0 | https://hoffman.nvent.com/en-ca/print/pdf/node/125666
Wall Mount | Mild Steel | Type 12; IP55 | ANSI 61 | 914 | 1219 | 305 | A48P36 A48P36G | 1143 | 838 | A364812WFLP | FALSE | HOFFMAN |  | UL cUL | https://hoffman.nvent.com/en-ca/products/continuous-hinge-two-door-handle-type-12-0 | https://hoffman.nvent.com/en-ca/print/pdf/node/125666
Wall Mount | Mild Steel | Type 12; IP55 | ANSI 61 | 914 | 1524 | 305 | A60P36 A60P36G | 1448 | 838 | A366012WFLP | FALSE | HOFFMAN |  | UL cUL | https://hoffman.nvent.com/en-ca/products/continuous-hinge-two-door-handle-type-12-0 | https://hoffman.nvent.com/en-ca/print/pdf/node/125666
Wall Mount | Mild Steel | Type 12; IP55 | ANSI 61 | 1067 | 1067 | 305 | A42P42 A42P42G | 991 | 991 | A424212WFLP | FALSE | HOFFMAN |  | UL cUL | https://hoffman.nvent.com/en-ca/products/continuous-hinge-two-door-handle-type-12-0 | https://hoffman.nvent.com/en-ca/print/pdf/node/125666
Wall Mount | Mild Steel | Type 12; IP55 | ANSI 61 | 1067 | 1219 | 305 | A48P42 A48P42G | 1143 | 991 | A424812WFLP | FALSE | HOFFMAN |  | UL cUL | https://hoffman.nvent.com/en-ca/products/continuous-hinge-two-door-handle-type-12-0 | https://hoffman.nvent.com/en-ca/print/pdf/node/125666
Wall Mount | Mild Steel | Type 12; IP55 | ANSI 61 | 1067 | 1524 | 305 | A60BFP42 A60BFP42G | 1422 | 965 | A426012WFALP | FALSE | HOFFMAN |  | UL cUL | https://hoffman.nvent.com/en-ca/products/continuous-hinge-two-door-handle-type-12-0 | https://hoffman.nvent.com/en-ca/print/pdf/node/125666
Wall Mount | Mild Steel | Type 12; IP55 | ANSI 61 | 1219 | 1219 | 305 | A48P48 A48P48G | 1118 | 1118 | A484812WFLP | FALSE | HOFFMAN |  | UL cUL | https://hoffman.nvent.com/en-ca/products/continuous-hinge-two-door-handle-type-12-0 | https://hoffman.nvent.com/en-ca/print/pdf/node/125666
Wall Mount | Stainless Steel 304 | Type 4, 4X, 12; IP66 | Unpainted | 150 | 150 | 120 | LP1515 LP1515G | 131 | 131 | LHC151512SS | FALSE | HOFFMAN |  | UL | https://hoffman.nvent.com/en-ca/products/inline-stainless-steel-type-4x | https://hoffman.nvent.com/en-ca/print/pdf/node/128186
Wall Mount | Stainless Steel 304 | Type 4, 4X, 12; IP66 | Unpainted | 200 | 150 | 120 | LP2015 LP2015G | 181 | 131 | LHC201512SS | FALSE | HOFFMAN |  | UL | https://hoffman.nvent.com/en-ca/products/inline-stainless-steel-type-4x | https://hoffman.nvent.com/en-ca/print/pdf/node/128186
Wall Mount | Stainless Steel 304 | Type 4, 4X, 12; IP66 | Unpainted | 250 | 200 | 150 | LP2520 LP2520G | 231 | 181 | LHC252015SS | FALSE | HOFFMAN |  | UL | https://hoffman.nvent.com/en-ca/products/inline-stainless-steel-type-4x | https://hoffman.nvent.com/en-ca/print/pdf/node/128186
Wall Mount | Stainless Steel 304 | Type 4, 4X, 12; IP66 | Unpainted | 300 | 250 | 150 | LP3025 LP3025G | 281 | 231 | LHC302515SS | FALSE | HOFFMAN |  | UL | https://hoffman.nvent.com/en-ca/products/inline-stainless-steel-type-4x | https://hoffman.nvent.com/en-ca/print/pdf/node/128186
Wall Mount | Stainless Steel 304 | Type 4, 4X, 12; IP66 | Unpainted | 350 | 300 | 200 | LP3530 LP3530G | 331 | 281 | LHC353020SS | FALSE | HOFFMAN |  | UL | https://hoffman.nvent.com/en-ca/products/inline-stainless-steel-type-4x | https://hoffman.nvent.com/en-ca/print/pdf/node/128186
Wall Mount | Stainless Steel 304 | Type 4, 4X, 12; IP66 | Unpainted | 200 | 150 | 120 | LP2015 LP2015G | 181 | 131 | LWC201512SS | FALSE | HOFFMAN |  | UL | https://hoffman.nvent.com/en-ca/products/inline-stainless-steel-type-4x | https://hoffman.nvent.com/en-ca/print/pdf/node/128186
Wall Mount | Stainless Steel 304 | Type 4, 4X, 12; IP66 | Unpainted | 200 | 400 | 150 | LP2040 LP2040G | 181 | 381 | LWC204015SS | FALSE | HOFFMAN |  | UL | https://hoffman.nvent.com/en-ca/products/inline-stainless-steel-type-4x | https://hoffman.nvent.com/en-ca/print/pdf/node/128186
Wall Mount | Stainless Steel 304 | Type 4, 4X, 12; IP66 | Unpainted | 200 | 600 | 150 | LP2060 LP2060G | 181 | 581 | LWC206015SS | FALSE | HOFFMAN |  | UL | https://hoffman.nvent.com/en-ca/products/inline-stainless-steel-type-4x | https://hoffman.nvent.com/en-ca/print/pdf/node/128186
Wall Mount | Stainless Steel 304 | Type 4, 4X, 12; IP66 | Unpainted | 250 | 200 | 150 | LP2520 LP2520G | 231 | 181 | LWC252015SS | FALSE | HOFFMAN |  | UL | https://hoffman.nvent.com/en-ca/products/inline-stainless-steel-type-4x | https://hoffman.nvent.com/en-ca/print/pdf/node/128186
Wall Mount | Stainless Steel 304 | Type 4, 4X, 12; IP66 | Unpainted | 300 | 250 | 150 | LP3025 LP3025G | 281 | 231 | LWC302515SS | FALSE | HOFFMAN |  | UL | https://hoffman.nvent.com/en-ca/products/inline-stainless-steel-type-4x | https://hoffman.nvent.com/en-ca/print/pdf/node/128186
Wall Mount | Stainless Steel 304 | Type 4, 4X, 12; IP66 | Unpainted | 150 | 150 | 120 | LP1515 LP1515G | 131 | 131 | LSC151512SS | FALSE | HOFFMAN |  | UL | https://hoffman.nvent.com/en-ca/products/inline-stainless-steel-type-4x | https://hoffman.nvent.com/en-ca/print/pdf/node/128186
Wall Mount | Stainless Steel 304 | Type 4, 4X, 12; IP66 | Unpainted | 200 | 150 | 120 | LP2015 LP2015G | 181 | 131 | LSC201512SS | FALSE | HOFFMAN |  | UL | https://hoffman.nvent.com/en-ca/products/inline-stainless-steel-type-4x | https://hoffman.nvent.com/en-ca/print/pdf/node/128186
Wall Mount | Stainless Steel 304 | Type 4, 4X, 12; IP66 | Unpainted | 250 | 200 | 150 | LP2520 LP2520G | 231 | 181 | LSC252015SS | FALSE | HOFFMAN |  | UL | https://hoffman.nvent.com/en-ca/products/inline-stainless-steel-type-4x | https://hoffman.nvent.com/en-ca/print/pdf/node/128186
Wall Mount | Stainless Steel 304 | Type 4, 4X, 12; IP66 | Unpainted | 300 | 250 | 150 | LP3025 LP3025G | 281 | 231 | LSC302515SS | FALSE | HOFFMAN |  | UL | https://hoffman.nvent.com/en-ca/products/inline-stainless-steel-type-4x | https://hoffman.nvent.com/en-ca/print/pdf/node/128186
Wall Mount | Stainless Steel 304 | Type 4, 4X, 12; IP66 | Unpainted | 350 | 300 | 200 | LP3530 LP3530G | 331 | 281 | LSC353020SS | FALSE | HOFFMAN |  | UL | https://hoffman.nvent.com/en-ca/products/inline-stainless-steel-type-4x | https://hoffman.nvent.com/en-ca/print/pdf/node/128186
Wall Mount | Stainless Steel 316L | Type 4, 4X, 12; IP66 | Unpainted | 150 | 150 | 120 | LP1515 LP1515G | 131 | 131 | LHC151512SS6 | FALSE | HOFFMAN |  | UL | https://hoffman.nvent.com/en-ca/products/inline-stainless-steel-type-4x | https://hoffman.nvent.com/en-ca/print/pdf/node/128186
Wall Mount | Stainless Steel 316L | Type 4, 4X, 12; IP66 | Unpainted | 200 | 150 | 120 | LP2015 LP2015G | 181 | 131 | LHC201512SS6 | FALSE | HOFFMAN |  | UL | https://hoffman.nvent.com/en-ca/products/inline-stainless-steel-type-4x | https://hoffman.nvent.com/en-ca/print/pdf/node/128186
Wall Mount | Stainless Steel 316L | Type 4, 4X, 12; IP66 | Unpainted | 250 | 200 | 150 | LP2520 LP2520G | 231 | 181 | LHC252015SS6 | FALSE | HOFFMAN |  | UL | https://hoffman.nvent.com/en-ca/products/inline-stainless-steel-type-4x | https://hoffman.nvent.com/en-ca/print/pdf/node/128186
Wall Mount | Stainless Steel 316L | Type 4, 4X, 12; IP66 | Unpainted | 300 | 250 | 150 | LP3025 LP3025G | 281 | 231 | LHC302515SS6 | FALSE | HOFFMAN |  | UL | https://hoffman.nvent.com/en-ca/products/inline-stainless-steel-type-4x | https://hoffman.nvent.com/en-ca/print/pdf/node/128186
Wall Mount | Stainless Steel 316L | Type 4, 4X, 12; IP66 | Unpainted | 350 | 300 | 200 | LP3530 LP3530G | 331 | 281 | LHC353020SS6 | FALSE | HOFFMAN |  | UL | https://hoffman.nvent.com/en-ca/products/inline-stainless-steel-type-4x | https://hoffman.nvent.com/en-ca/print/pdf/node/128186
Wall Mount | Stainless Steel 316L | Type 4, 4X, 12; IP66 | Unpainted | 200 | 150 | 120 | LP2015 LP2015G | 181 | 131 | LWC201512SS6 | FALSE | HOFFMAN |  | UL | https://hoffman.nvent.com/en-ca/products/inline-stainless-steel-type-4x | https://hoffman.nvent.com/en-ca/print/pdf/node/128186
Wall Mount | Stainless Steel 316L | Type 4, 4X, 12; IP66 | Unpainted | 200 | 400 | 150 | LP2040 LP2040G | 181 | 381 | LWC204015SS6 | FALSE | HOFFMAN |  | UL | https://hoffman.nvent.com/en-ca/products/inline-stainless-steel-type-4x | https://hoffman.nvent.com/en-ca/print/pdf/node/128186
Wall Mount | Stainless Steel 316L | Type 4, 4X, 12; IP66 | Unpainted | 200 | 600 | 150 | LP2060 LP2060G | 181 | 581 | LWC206015SS6 | FALSE | HOFFMAN |  | UL | https://hoffman.nvent.com/en-ca/products/inline-stainless-steel-type-4x | https://hoffman.nvent.com/en-ca/print/pdf/node/128186
Wall Mount | Stainless Steel 316L | Type 4, 4X, 12; IP66 | Unpainted | 250 | 200 | 150 | LP2520 LP2520G | 231 | 181 | LWC252015SS6 | FALSE | HOFFMAN |  | UL | https://hoffman.nvent.com/en-ca/products/inline-stainless-steel-type-4x | https://hoffman.nvent.com/en-ca/print/pdf/node/128186
Wall Mount | Stainless Steel 316L | Type 4, 4X, 12; IP66 | Unpainted | 300 | 250 | 150 | LP3025 LP3025G | 281 | 231 | LWC302515SS6 | FALSE | HOFFMAN |  | UL | https://hoffman.nvent.com/en-ca/products/inline-stainless-steel-type-4x | https://hoffman.nvent.com/en-ca/print/pdf/node/128186
Wall Mount | Stainless Steel 316L | Type 4, 4X, 12; IP66 | Unpainted | 150 | 150 | 120 | LP1515 LP1515G | 131 | 131 | LSC151512SS6 | FALSE | HOFFMAN |  | UL | https://hoffman.nvent.com/en-ca/products/inline-stainless-steel-type-4x | https://hoffman.nvent.com/en-ca/print/pdf/node/128186
Wall Mount | Stainless Steel 316L | Type 4, 4X, 12; IP66 | Unpainted | 200 | 150 | 120 | LP2015 LP2015G | 181 | 131 | LSC201512SS6 | FALSE | HOFFMAN |  | UL | https://hoffman.nvent.com/en-ca/products/inline-stainless-steel-type-4x | https://hoffman.nvent.com/en-ca/print/pdf/node/128186
Wall Mount | Stainless Steel 316L | Type 4, 4X, 12; IP66 | Unpainted | 250 | 200 | 150 | LP2520 LP2520G | 231 | 181 | LSC252015SS6 | FALSE | HOFFMAN |  | UL | https://hoffman.nvent.com/en-ca/products/inline-stainless-steel-type-4x | https://hoffman.nvent.com/en-ca/print/pdf/node/128186
Wall Mount | Stainless Steel 316L | Type 4, 4X, 12; IP66 | Unpainted | 300 | 250 | 150 | LP3025 LP3025G | 281 | 231 | LSC302515SS6 | FALSE | HOFFMAN |  | UL | https://hoffman.nvent.com/en-ca/products/inline-stainless-steel-type-4x | https://hoffman.nvent.com/en-ca/print/pdf/node/128186
Wall Mount | Stainless Steel 316L | Type 4, 4X, 12; IP66 | Unpainted | 350 | 300 | 200 | LP3530 LP3530G | 331 | 281 | LSC353020SS6 | FALSE | HOFFMAN |  | UL | https://hoffman.nvent.com/en-ca/products/inline-stainless-steel-type-4x | https://hoffman.nvent.com/en-ca/print/pdf/node/128186
Wall Mount | Aluminum | Type 4, 4X, 12, 13; IP66 | RAL 7042 | 122 | 122 | 80 | CCAP1212 | 109 | 108 | CCA12128 | FALSE | HOFFMAN |  | UL | https://hoffman.nvent.com/en-ca/products/compact-series-aluminum-type-4x | https://hoffman.nvent.com/en-ca/print/pdf/node/123476
Wall Mount | Aluminum | Type 4, 4X, 12, 13; IP66 | RAL 7042 | 125 | 80 | 57 | CCAP128 | 114 | 69 | CCA1286 | FALSE | HOFFMAN |  | UL | https://hoffman.nvent.com/en-ca/products/compact-series-aluminum-type-4x | https://hoffman.nvent.com/en-ca/print/pdf/node/123476
Wall Mount | Aluminum | Type 4, 4X, 12, 13; IP66 | RAL 7042 | 160 | 160 | 90 | CCAP1616 | 146 | 146 | CCA16169 | FALSE | HOFFMAN |  | UL | https://hoffman.nvent.com/en-ca/products/compact-series-aluminum-type-4x | https://hoffman.nvent.com/en-ca/print/pdf/node/123476
Wall Mount | Aluminum | Type 4, 4X, 12, 13; IP66 | RAL 7042 | 175 | 80 | 57 | CCAP188 | 164 | 69 | CCA1886 | FALSE | HOFFMAN |  | UL | https://hoffman.nvent.com/en-ca/products/compact-series-aluminum-type-4x | https://hoffman.nvent.com/en-ca/print/pdf/node/123476
Wall Mount | Aluminum | Type 4, 4X, 12, 13; IP66 | RAL 7042 | 200 | 230 | 110 | CCAP2023 | 185 | 215 | CCA202311 | FALSE | HOFFMAN |  | UL | https://hoffman.nvent.com/en-ca/products/compact-series-aluminum-type-4x | https://hoffman.nvent.com/en-ca/print/pdf/node/123476
Wall Mount | Aluminum | Type 4, 4X, 12, 13; IP66 | RAL 7042 | 220 | 120 | 80 | CCAP2212 | 204 | 108 | CCA22128 | FALSE | HOFFMAN |  | UL | https://hoffman.nvent.com/en-ca/products/compact-series-aluminum-type-4x | https://hoffman.nvent.com/en-ca/print/pdf/node/123476
Wall Mount | Aluminum | Type 4, 4X, 12, 13; IP66 | RAL 7042 | 260 | 160 | 90 | CCAP2616 | 246 | 146 | CCA26169 | FALSE | HOFFMAN |  | UL | https://hoffman.nvent.com/en-ca/products/compact-series-aluminum-type-4x | https://hoffman.nvent.com/en-ca/print/pdf/node/123476
Wall Mount | Aluminum | Type 4, 4X, 12, 13; IP66 | RAL 7042 | 330 | 230 | 110 | CCAP3323 | 315 | 215 | CCA332311 | FALSE | HOFFMAN |  | UL | https://hoffman.nvent.com/en-ca/products/compact-series-aluminum-type-4x | https://hoffman.nvent.com/en-ca/print/pdf/node/123476
Wall Mount | Aluminum | Type 4, 4X, 12, 13; IP66 | RAL 7042 | 330 | 230 | 180 | CCAP3323 | 315 | 215 | CCA332318 | FALSE | HOFFMAN |  | UL | https://hoffman.nvent.com/en-ca/products/compact-series-aluminum-type-4x | https://hoffman.nvent.com/en-ca/print/pdf/node/123476
Wall Mount | Aluminum | Type 4, 4X, 12, 13; IP66 | RAL 7042 | 360 | 160 | 90 | CCAP3616 | 346 | 146 | CCA36169 | FALSE | HOFFMAN |  | UL | https://hoffman.nvent.com/en-ca/products/compact-series-aluminum-type-4x | https://hoffman.nvent.com/en-ca/print/pdf/node/123476
Wall Mount | Aluminum | Type 4, 4X, 12, 13; IP66 | RAL 7042 | 75 | 80 | 57 | CCAP88 | 2.52 | 2.72 | CCA886 | FALSE | HOFFMAN |  | UL | https://hoffman.nvent.com/en-ca/products/compact-series-aluminum-type-4x | https://hoffman.nvent.com/en-ca/print/pdf/node/123476
Wall Mount | ABS | Type 4, 4X, 12, 13; IP66 | RAL 7035 | 188 | 188 | 123 | Q2020PI | 160 | 160 | Q202013ABI | FALSE | HOFFMAN |  | UL cUL | https://hoffman.nvent.com/en-ca/products/qline-i-type-4x-0 | https://hoffman.nvent.com/en-ca/print/pdf/node/127651
Wall Mount | ABS | Type 4, 4X, 12, 13; IP66 | RAL 7035 | 188 | 188 | 173 | Q2020PI | 160 | 160 | Q202018ABI | FALSE | HOFFMAN |  | UL cUL | https://hoffman.nvent.com/en-ca/products/qline-i-type-4x-0 | https://hoffman.nvent.com/en-ca/print/pdf/node/127651
Wall Mount | ABS | Type 4, 4X, 12, 13; IP66 | RAL 7035 | 300 | 200 | 123 | Q3020PI | 260 | 160 | Q302013ABI | FALSE | HOFFMAN |  | UL cUL | https://hoffman.nvent.com/en-ca/products/qline-i-type-4x-0 | https://hoffman.nvent.com/en-ca/print/pdf/node/127651
Wall Mount | ABS | Type 4, 4X, 12, 13; IP66 | RAL 7035 | 288 | 188 | 173 | Q3020PI | 260 | 160 | Q302018ABI | FALSE | HOFFMAN |  | UL cUL | https://hoffman.nvent.com/en-ca/products/qline-i-type-4x-0 | https://hoffman.nvent.com/en-ca/print/pdf/node/127651
Wall Mount | ABS | Type 4, 4X, 12, 13; IP66 | RAL 7035 | 288 | 288 | 123 | Q3030PI | 260 | 260 | Q303013ABI | FALSE | HOFFMAN |  | UL cUL | https://hoffman.nvent.com/en-ca/products/qline-i-type-4x-0 | https://hoffman.nvent.com/en-ca/print/pdf/node/127651
Wall Mount | ABS | Type 4, 4X, 12, 13; IP66 | RAL 7035 | 288 | 288 | 173 | Q3030PI | 260 | 260 | Q303018ABI | FALSE | HOFFMAN |  | UL cUL | https://hoffman.nvent.com/en-ca/products/qline-i-type-4x-0 | https://hoffman.nvent.com/en-ca/print/pdf/node/127651
Wall Mount | ABS | Type 4, 4X, 12, 13; IP66 | RAL 7035 | 388 | 188 | 123 | Q4020PI | 360 | 160 | Q402013ABI | FALSE | HOFFMAN |  | UL cUL | https://hoffman.nvent.com/en-ca/products/qline-i-type-4x-0 | https://hoffman.nvent.com/en-ca/print/pdf/node/127651
Wall Mount | ABS | Type 4, 4X, 12, 13; IP66 | RAL 7035 | 388 | 188 | 173 | Q4020PI | 360 | 160 | Q402018ABI | FALSE | HOFFMAN |  | UL cUL | https://hoffman.nvent.com/en-ca/products/qline-i-type-4x-0 | https://hoffman.nvent.com/en-ca/print/pdf/node/127651
Wall Mount | ABS | Type 4, 4X, 12, 13; IP66 | RAL 7035 | 388 | 288 | 123 | Q4030PI | 360 | 260 | Q403013ABI | FALSE | HOFFMAN |  | UL cUL | https://hoffman.nvent.com/en-ca/products/qline-i-type-4x-0 | https://hoffman.nvent.com/en-ca/print/pdf/node/127651
Wall Mount | ABS | Type 4, 4X, 12, 13; IP66 | RAL 7035 | 388 | 288 | 173 | Q4030PI | 360 | 260 | Q403018ABI | FALSE | HOFFMAN |  | UL cUL | https://hoffman.nvent.com/en-ca/products/qline-i-type-4x-0 | https://hoffman.nvent.com/en-ca/print/pdf/node/127651
Wall Mount | ABS | Type 4, 4X, 12, 13; IP66 | RAL 7035 | 300 | 600 | 130 | Q6030PI | 560 | 260 | Q603013ABI | FALSE | HOFFMAN |  | UL cUL | https://hoffman.nvent.com/en-ca/products/qline-i-type-4x-0 | https://hoffman.nvent.com/en-ca/print/pdf/node/127651
Wall Mount | ABS | Type 4, 4X, 12, 13; IP66 | RAL 7035 | 300 | 600 | 180 | Q6030PI | 560 | 260 | Q603018ABI | FALSE | HOFFMAN |  | UL cUL | https://hoffman.nvent.com/en-ca/products/qline-i-type-4x-0 | https://hoffman.nvent.com/en-ca/print/pdf/node/127651
Wall Mount | ABS | Type 4, 4X, 12, 13; IP66 | RAL 7035 | 400 | 600 | 130 | Q6040PI | 560 | 360 | Q604013ABI | FALSE | HOFFMAN |  | UL cUL | https://hoffman.nvent.com/en-ca/products/qline-i-type-4x-0 | https://hoffman.nvent.com/en-ca/print/pdf/node/127651
Wall Mount | ABS | Type 4, 4X, 12, 13; IP66 | RAL 7035 | 400 | 600 | 180 | Q6040PI | 560 | 360 | Q604018ABI | FALSE | HOFFMAN |  | UL cUL | https://hoffman.nvent.com/en-ca/products/qline-i-type-4x-0 | https://hoffman.nvent.com/en-ca/print/pdf/node/127651
Wall Mount | ABS | Type 4, 4X, 12, 13; IP66 | RAL 7035 | 200 | 200 | 130 | Q2020PI | 160 | 160 | Q202013ABICC | FALSE | HOFFMAN |  | UL cUL | https://hoffman.nvent.com/en-ca/products/qline-i-type-4x-0 | https://hoffman.nvent.com/en-ca/print/pdf/node/127651
Wall Mount | ABS | Type 4, 4X, 12, 13; IP66 | RAL 7035 | 200 | 200 | 180 | Q2020PI | 160 | 160 | Q202018ABICC | FALSE | HOFFMAN |  | UL cUL | https://hoffman.nvent.com/en-ca/products/qline-i-type-4x-0 | https://hoffman.nvent.com/en-ca/print/pdf/node/127651
Wall Mount | ABS | Type 4, 4X, 12, 13; IP66 | RAL 7035 | 200 | 300 | 130 | Q3020PI | 260 | 160 | Q302013ABICC | FALSE | HOFFMAN |  | UL cUL | https://hoffman.nvent.com/en-ca/products/qline-i-type-4x-0 | https://hoffman.nvent.com/en-ca/print/pdf/node/127651
Wall Mount | ABS | Type 4, 4X, 12, 13; IP66 | RAL 7035 | 200 | 300 | 180 | Q3020PI | 260 | 160 | Q302018ABICC | FALSE | HOFFMAN |  | UL cUL | https://hoffman.nvent.com/en-ca/products/qline-i-type-4x-0 | https://hoffman.nvent.com/en-ca/print/pdf/node/127651
Wall Mount | ABS | Type 4, 4X, 12, 13; IP66 | RAL 7035 | 300 | 300 | 130 | Q3030PI | 260 | 260 | Q303013ABICC | FALSE | HOFFMAN |  | UL cUL | https://hoffman.nvent.com/en-ca/products/qline-i-type-4x-0 | https://hoffman.nvent.com/en-ca/print/pdf/node/127651
Wall Mount | ABS | Type 4, 4X, 12, 13; IP66 | RAL 7035 | 300 | 300 | 180 | Q3030PI | 260 | 260 | Q303018ABICC | FALSE | HOFFMAN |  | UL cUL | https://hoffman.nvent.com/en-ca/products/qline-i-type-4x-0 | https://hoffman.nvent.com/en-ca/print/pdf/node/127651
Wall Mount | ABS | Type 4, 4X, 12, 13; IP66 | RAL 7035 | 200 | 400 | 130 | Q4020PI | 360 | 160 | Q402013ABICC | FALSE | HOFFMAN |  | UL cUL | https://hoffman.nvent.com/en-ca/products/qline-i-type-4x-0 | https://hoffman.nvent.com/en-ca/print/pdf/node/127651
Wall Mount | ABS | Type 4, 4X, 12, 13; IP66 | RAL 7035 | 200 | 400 | 180 | Q4020PI | 360 | 160 | Q402018ABICC | FALSE | HOFFMAN |  | UL cUL | https://hoffman.nvent.com/en-ca/products/qline-i-type-4x-0 | https://hoffman.nvent.com/en-ca/print/pdf/node/127651
Wall Mount | ABS | Type 4, 4X, 12, 13; IP66 | RAL 7035 | 300 | 400 | 130 | Q4030PI | 360 | 260 | Q403013ABICC | FALSE | HOFFMAN |  | UL cUL | https://hoffman.nvent.com/en-ca/products/qline-i-type-4x-0 | https://hoffman.nvent.com/en-ca/print/pdf/node/127651
Wall Mount | ABS | Type 4, 4X, 12, 13; IP66 | RAL 7035 | 300 | 400 | 180 | Q4030PI | 360 | 260 | Q403018ABICC | FALSE | HOFFMAN |  | UL cUL | https://hoffman.nvent.com/en-ca/products/qline-i-type-4x-0 | https://hoffman.nvent.com/en-ca/print/pdf/node/127651
Wall Mount | ABS | Type 4, 4X, 12, 13; IP66 | RAL 7035 | 300 | 600 | 130 | Q6030PI | 560 | 260 | Q603013ABICC | FALSE | HOFFMAN |  | UL cUL | https://hoffman.nvent.com/en-ca/products/qline-i-type-4x-0 | https://hoffman.nvent.com/en-ca/print/pdf/node/127651
Wall Mount | ABS | Type 4, 4X, 12, 13; IP66 | RAL 7035 | 300 | 600 | 180 | Q6030PI | 560 | 260 | Q603018ABICC | FALSE | HOFFMAN |  | UL cUL | https://hoffman.nvent.com/en-ca/products/qline-i-type-4x-0 | https://hoffman.nvent.com/en-ca/print/pdf/node/127651
Wall Mount | ABS | Type 4, 4X, 12, 13; IP66 | RAL 7035 | 400 | 600 | 130 | Q6040PI | 560 | 360 | Q604013ABICC | FALSE | HOFFMAN |  | UL cUL | https://hoffman.nvent.com/en-ca/products/qline-i-type-4x-0 | https://hoffman.nvent.com/en-ca/print/pdf/node/127651
Wall Mount | ABS | Type 4, 4X, 12, 13; IP66 | RAL 7035 | 400 | 600 | 180 | Q6040PI | 560 | 360 | Q604018ABICC | FALSE | HOFFMAN |  | UL cUL | https://hoffman.nvent.com/en-ca/products/qline-i-type-4x-0 | https://hoffman.nvent.com/en-ca/print/pdf/node/127651
Wall Mount | Polycarbonate | Type 4, 4X, 12, 13; IP66 | RAL 7035 | 188 | 188 | 123 | Q2020PI | 160 | 160 | Q202013PCI | FALSE | HOFFMAN |  | UL cUL | https://hoffman.nvent.com/en-ca/products/qline-i-type-4x-0 | https://hoffman.nvent.com/en-ca/print/pdf/node/127651
Wall Mount | Polycarbonate | Type 4, 4X, 12, 13; IP66 | RAL 7035 | 188 | 188 | 173 | Q2020PI | 160 | 160 | Q202018PCI | FALSE | HOFFMAN |  | UL cUL | https://hoffman.nvent.com/en-ca/products/qline-i-type-4x-0 | https://hoffman.nvent.com/en-ca/print/pdf/node/127651
Wall Mount | Polycarbonate | Type 4, 4X, 12, 13; IP66 | RAL 7035 | 288 | 188 | 123 | Q3020PI | 260 | 160 | Q302013PCI | FALSE | HOFFMAN |  | UL cUL | https://hoffman.nvent.com/en-ca/products/qline-i-type-4x-0 | https://hoffman.nvent.com/en-ca/print/pdf/node/127651
Wall Mount | Polycarbonate | Type 4, 4X, 12, 13; IP66 | RAL 7035 | 288 | 188 | 173 | Q3020PI | 260 | 160 | Q302018PCI | FALSE | HOFFMAN |  | UL cUL | https://hoffman.nvent.com/en-ca/products/qline-i-type-4x-0 | https://hoffman.nvent.com/en-ca/print/pdf/node/127651
Wall Mount | Polycarbonate | Type 4, 4X, 12, 13; IP66 | RAL 7035 | 288 | 288 | 123 | Q3030PI | 260 | 260 | Q303013PCI | FALSE | HOFFMAN |  | UL cUL | https://hoffman.nvent.com/en-ca/products/qline-i-type-4x-0 | https://hoffman.nvent.com/en-ca/print/pdf/node/127651
Wall Mount | Polycarbonate | Type 4, 4X, 12, 13; IP66 | RAL 7035 | 288 | 288 | 173 | Q3030PI | 260 | 260 | Q303018PCI | FALSE | HOFFMAN |  | UL cUL | https://hoffman.nvent.com/en-ca/products/qline-i-type-4x-0 | https://hoffman.nvent.com/en-ca/print/pdf/node/127651
Wall Mount | Polycarbonate | Type 4, 4X, 12, 13; IP66 | RAL 7035 | 388 | 188 | 123 | Q4020PI | 360 | 160 | Q402013PCI | FALSE | HOFFMAN |  | UL cUL | https://hoffman.nvent.com/en-ca/products/qline-i-type-4x-0 | https://hoffman.nvent.com/en-ca/print/pdf/node/127651
Wall Mount | Polycarbonate | Type 4, 4X, 12, 13; IP66 | RAL 7035 | 388 | 188 | 173 | Q4020PI | 360 | 160 | Q402018PCI | FALSE | HOFFMAN |  | UL cUL | https://hoffman.nvent.com/en-ca/products/qline-i-type-4x-0 | https://hoffman.nvent.com/en-ca/print/pdf/node/127651
Wall Mount | Polycarbonate | Type 4, 4X, 12, 13; IP66 | RAL 7035 | 388 | 288 | 123 | Q4030PI | 360 | 260 | Q403013PCI | FALSE | HOFFMAN |  | UL cUL | https://hoffman.nvent.com/en-ca/products/qline-i-type-4x-0 | https://hoffman.nvent.com/en-ca/print/pdf/node/127651
Wall Mount | Polycarbonate | Type 4, 4X, 12, 13; IP66 | RAL 7035 | 388 | 288 | 173 | Q4030PI | 360 | 260 | Q403018PCI | FALSE | HOFFMAN |  | UL cUL | https://hoffman.nvent.com/en-ca/products/qline-i-type-4x-0 | https://hoffman.nvent.com/en-ca/print/pdf/node/127651
Wall Mount | Polycarbonate | Type 4, 4X, 12, 13; IP66 | RAL 7035 | 300 | 600 | 130 | Q6030PI | 560 | 260 | Q603013PCI | FALSE | HOFFMAN |  | UL cUL | https://hoffman.nvent.com/en-ca/products/qline-i-type-4x-0 | https://hoffman.nvent.com/en-ca/print/pdf/node/127651
Wall Mount | Polycarbonate | Type 4, 4X, 12, 13; IP66 | RAL 7035 | 300 | 600 | 180 | Q6030PI | 560 | 260 | Q603018PCI | FALSE | HOFFMAN |  | UL cUL | https://hoffman.nvent.com/en-ca/products/qline-i-type-4x-0 | https://hoffman.nvent.com/en-ca/print/pdf/node/127651
Wall Mount | Polycarbonate | Type 4, 4X, 12, 13; IP66 | RAL 7035 | 400 | 600 | 130 | Q6040PI | 560 | 360 | Q604013PCI | FALSE | HOFFMAN |  | UL cUL | https://hoffman.nvent.com/en-ca/products/qline-i-type-4x-0 | https://hoffman.nvent.com/en-ca/print/pdf/node/127651
Wall Mount | Polycarbonate | Type 4, 4X, 12, 13; IP66 | RAL 7035 | 400 | 600 | 180 | Q6040PI | 560 | 360 | Q604018PCI | FALSE | HOFFMAN |  | UL cUL | https://hoffman.nvent.com/en-ca/products/qline-i-type-4x-0 | https://hoffman.nvent.com/en-ca/print/pdf/node/127651
Wall Mount | Polycarbonate | Type 4, 4X, 12, 13; IP66 | RAL 7035 | 188 | 188 | 123 | Q2020PI | 160 | 160 | Q202013PCICC | FALSE | HOFFMAN |  | UL cUL | https://hoffman.nvent.com/en-ca/products/qline-i-type-4x-0 | https://hoffman.nvent.com/en-ca/print/pdf/node/127651
Wall Mount | Polycarbonate | Type 4, 4X, 12, 13; IP66 | RAL 7035 | 188 | 188 | 173 | Q2020PI | 160 | 160 | Q202018PCICC | FALSE | HOFFMAN |  | UL cUL | https://hoffman.nvent.com/en-ca/products/qline-i-type-4x-0 | https://hoffman.nvent.com/en-ca/print/pdf/node/127651
Wall Mount | Polycarbonate | Type 4, 4X, 12, 13; IP66 | RAL 7035 | 288 | 188 | 123 | Q3020PI | 260 | 160 | Q302013PCICC | FALSE | HOFFMAN |  | UL cUL | https://hoffman.nvent.com/en-ca/products/qline-i-type-4x-0 | https://hoffman.nvent.com/en-ca/print/pdf/node/127651
Wall Mount | Polycarbonate | Type 4, 4X, 12, 13; IP66 | RAL 7035 | 288 | 188 | 173 | Q3020PI | 260 | 160 | Q302018PCICC | FALSE | HOFFMAN |  | UL cUL | https://hoffman.nvent.com/en-ca/products/qline-i-type-4x-0 | https://hoffman.nvent.com/en-ca/print/pdf/node/127651
Wall Mount | Polycarbonate | Type 4, 4X, 12, 13; IP66 | RAL 7035 | 288 | 288 | 123 | Q3030PI | 260 | 260 | Q303013PCICC | FALSE | HOFFMAN |  | UL cUL | https://hoffman.nvent.com/en-ca/products/qline-i-type-4x-0 | https://hoffman.nvent.com/en-ca/print/pdf/node/127651
Wall Mount | Polycarbonate | Type 4, 4X, 12, 13; IP66 | RAL 7035 | 288 | 288 | 173 | Q3030PI | 260 | 260 | Q303018PCICC | FALSE | HOFFMAN |  | UL cUL | https://hoffman.nvent.com/en-ca/products/qline-i-type-4x-0 | https://hoffman.nvent.com/en-ca/print/pdf/node/127651
Wall Mount | Polycarbonate | Type 4, 4X, 12, 13; IP66 | RAL 7035 | 388 | 188 | 123 | Q4020PI | 360 | 160 | Q402013PCICC | FALSE | HOFFMAN |  | UL cUL | https://hoffman.nvent.com/en-ca/products/qline-i-type-4x-0 | https://hoffman.nvent.com/en-ca/print/pdf/node/127651
Wall Mount | Polycarbonate | Type 4, 4X, 12, 13; IP66 | RAL 7035 | 388 | 188 | 173 | Q4020PI | 360 | 160 | Q402018PCICC | FALSE | HOFFMAN |  | UL cUL | https://hoffman.nvent.com/en-ca/products/qline-i-type-4x-0 | https://hoffman.nvent.com/en-ca/print/pdf/node/127651
Wall Mount | Polycarbonate | Type 4, 4X, 12, 13; IP66 | RAL 7035 | 388 | 288 | 123 | Q4030PI | 360 | 260 | Q403013PCICC | FALSE | HOFFMAN |  | UL cUL | https://hoffman.nvent.com/en-ca/products/qline-i-type-4x-0 | https://hoffman.nvent.com/en-ca/print/pdf/node/127651
Wall Mount | Polycarbonate | Type 4, 4X, 12, 13; IP66 | RAL 7035 | 388 | 288 | 173 | Q4030PI | 360 | 260 | Q403018PCICC | FALSE | HOFFMAN |  | UL cUL | https://hoffman.nvent.com/en-ca/products/qline-i-type-4x-0 | https://hoffman.nvent.com/en-ca/print/pdf/node/127651
Wall Mount | Polycarbonate | Type 4, 4X, 12, 13; IP66 | RAL 7035 | 300 | 600 | 130 | Q6030PI | 560 | 260 | Q603013PCICC | FALSE | HOFFMAN |  | UL cUL | https://hoffman.nvent.com/en-ca/products/qline-i-type-4x-0 | https://hoffman.nvent.com/en-ca/print/pdf/node/127651
Wall Mount | Polycarbonate | Type 4, 4X, 12, 13; IP66 | RAL 7035 | 300 | 600 | 180 | Q6030PI | 560 | 260 | Q603018PCICC | FALSE | HOFFMAN |  | UL cUL | https://hoffman.nvent.com/en-ca/products/qline-i-type-4x-0 | https://hoffman.nvent.com/en-ca/print/pdf/node/127651
Wall Mount | Polycarbonate | Type 4, 4X, 12, 13; IP66 | RAL 7035 | 400 | 600 | 130 | Q6040PI | 560 | 360 | Q604013PCICC | FALSE | HOFFMAN |  | UL cUL | https://hoffman.nvent.com/en-ca/products/qline-i-type-4x-0 | https://hoffman.nvent.com/en-ca/print/pdf/node/127651
Wall Mount | Polycarbonate | Type 4, 4X, 12, 13; IP66 | RAL 7035 | 400 | 600 | 180 | Q6040PI | 560 | 360 | Q604018PCICC | FALSE | HOFFMAN |  | UL cUL | https://hoffman.nvent.com/en-ca/products/qline-i-type-4x-0 | https://hoffman.nvent.com/en-ca/print/pdf/node/127651
Wall Mount | Polycarbonate | Type 4, 4X, 12, 13; IP66 | RAL 7035 | 200 | 200 | 130 | Q2020PI | 160 | 160 | Q202013PCIQRCCR | FALSE | HOFFMAN |  | UL cUL | https://hoffman.nvent.com/en-ca/products/qline-i-type-4x-0 | https://hoffman.nvent.com/en-ca/print/pdf/node/127651
Wall Mount | Polycarbonate | Type 4, 4X, 12, 13; IP66 | RAL 7035 | 200 | 200 | 180 | Q2020PI | 160 | 160 | Q202018PCIQRCCR | FALSE | HOFFMAN |  | UL cUL | https://hoffman.nvent.com/en-ca/products/qline-i-type-4x-0 | https://hoffman.nvent.com/en-ca/print/pdf/node/127651
Wall Mount | Polycarbonate | Type 4, 4X, 12, 13; IP66 | RAL 7035 | 200 | 300 | 130 | Q3020PI | 260 | 160 | Q302013PCIQRCCR | FALSE | HOFFMAN |  | UL cUL | https://hoffman.nvent.com/en-ca/products/qline-i-type-4x-0 | https://hoffman.nvent.com/en-ca/print/pdf/node/127651
Wall Mount | Polycarbonate | Type 4, 4X, 12, 13; IP66 | RAL 7035 | 200 | 300 | 180 | Q3020PI | 260 | 160 | Q302018PCIQRCCR | FALSE | HOFFMAN |  | UL cUL | https://hoffman.nvent.com/en-ca/products/qline-i-type-4x-0 | https://hoffman.nvent.com/en-ca/print/pdf/node/127651
Wall Mount | Polycarbonate | Type 4, 4X, 12, 13; IP66 | RAL 7035 | 300 | 300 | 130 | Q3030PI | 260 | 260 | Q303013PCIQRCCR | FALSE | HOFFMAN |  | UL cUL | https://hoffman.nvent.com/en-ca/products/qline-i-type-4x-0 | https://hoffman.nvent.com/en-ca/print/pdf/node/127651
Wall Mount | Polycarbonate | Type 4, 4X, 12, 13; IP66 | RAL 7035 | 300 | 300 | 180 | Q3030PI | 260 | 260 | Q303018PCIQRCCR | FALSE | HOFFMAN |  | UL cUL | https://hoffman.nvent.com/en-ca/products/qline-i-type-4x-0 | https://hoffman.nvent.com/en-ca/print/pdf/node/127651
Wall Mount | Polycarbonate | Type 4, 4X, 12, 13; IP66 | RAL 7035 | 200 | 400 | 130 | Q4020PI | 360 | 160 | Q402013PCIQRCCR | FALSE | HOFFMAN |  | UL cUL | https://hoffman.nvent.com/en-ca/products/qline-i-type-4x-0 | https://hoffman.nvent.com/en-ca/print/pdf/node/127651
Wall Mount | Polycarbonate | Type 4, 4X, 12, 13; IP66 | RAL 7035 | 200 | 400 | 180 | Q4020PI | 360 | 160 | Q402018PCIQRCCR | FALSE | HOFFMAN |  | UL cUL | https://hoffman.nvent.com/en-ca/products/qline-i-type-4x-0 | https://hoffman.nvent.com/en-ca/print/pdf/node/127651
Wall Mount | Polycarbonate | Type 4, 4X, 12, 13; IP66 | RAL 7035 | 300 | 400 | 130 | Q4030PI | 360 | 260 | Q403013PCIQRCCR | FALSE | HOFFMAN |  | UL cUL | https://hoffman.nvent.com/en-ca/products/qline-i-type-4x-0 | https://hoffman.nvent.com/en-ca/print/pdf/node/127651
Wall Mount | Polycarbonate | Type 4, 4X, 12, 13; IP66 | RAL 7035 | 300 | 400 | 180 | Q4030PI | 360 | 260 | Q403018PCIQRCCR | FALSE | HOFFMAN |  | UL cUL | https://hoffman.nvent.com/en-ca/products/qline-i-type-4x-0 | https://hoffman.nvent.com/en-ca/print/pdf/node/127651
Wall Mount | Polycarbonate | Type 4, 4X, 12, 13; IP66 | RAL 7035 | 300 | 600 | 130 | Q6030PI | 560 | 260 | Q603013PCIQRCCR | FALSE | HOFFMAN |  | UL cUL | https://hoffman.nvent.com/en-ca/products/qline-i-type-4x-0 | https://hoffman.nvent.com/en-ca/print/pdf/node/127651
Wall Mount | Polycarbonate | Type 4, 4X, 12, 13; IP66 | RAL 7035 | 300 | 600 | 180 | Q6030PI | 560 | 260 | Q603018PCIQRCCR | FALSE | HOFFMAN |  | UL cUL | https://hoffman.nvent.com/en-ca/products/qline-i-type-4x-0 | https://hoffman.nvent.com/en-ca/print/pdf/node/127651
Wall Mount | Polycarbonate | Type 4, 4X, 12, 13; IP66 | RAL 7035 | 400 | 600 | 130 | Q6040PI | 560 | 360 | Q604013PCIQRCCR | FALSE | HOFFMAN |  | UL cUL | https://hoffman.nvent.com/en-ca/products/qline-i-type-4x-0 | https://hoffman.nvent.com/en-ca/print/pdf/node/127651
Wall Mount | Polycarbonate | Type 4, 4X, 12, 13; IP66 | RAL 7035 | 400 | 600 | 180 | Q6040PI | 560 | 360 | Q604018PCIQRCCR | FALSE | HOFFMAN |  | UL cUL | https://hoffman.nvent.com/en-ca/products/qline-i-type-4x-0 | https://hoffman.nvent.com/en-ca/print/pdf/node/127651
Wall Mount | Polycarbonate | Type 4, 4X, 12, 13; IP66 | RAL 7035 | 200 | 200 | 130 | Q2020PI | 160 | 160 | Q202013PCIQRR | FALSE | HOFFMAN |  | UL cUL | https://hoffman.nvent.com/en-ca/products/qline-i-type-4x-0 | https://hoffman.nvent.com/en-ca/print/pdf/node/127651
Wall Mount | Polycarbonate | Type 4, 4X, 12, 13; IP66 | RAL 7035 | 200 | 200 | 180 | Q2020PI | 160 | 160 | Q202018PCIQRR | FALSE | HOFFMAN |  | UL cUL | https://hoffman.nvent.com/en-ca/products/qline-i-type-4x-0 | https://hoffman.nvent.com/en-ca/print/pdf/node/127651
Wall Mount | Polycarbonate | Type 4, 4X, 12, 13; IP66 | RAL 7035 | 200 | 300 | 130 | Q3020PI | 260 | 160 | Q302013PCIQRR | FALSE | HOFFMAN |  | UL cUL | https://hoffman.nvent.com/en-ca/products/qline-i-type-4x-0 | https://hoffman.nvent.com/en-ca/print/pdf/node/127651
Wall Mount | Polycarbonate | Type 4, 4X, 12, 13; IP66 | RAL 7035 | 200 | 300 | 180 | Q3020PI | 260 | 160 | Q302018PCIQRR | FALSE | HOFFMAN |  | UL cUL | https://hoffman.nvent.com/en-ca/products/qline-i-type-4x-0 | https://hoffman.nvent.com/en-ca/print/pdf/node/127651
Wall Mount | Polycarbonate | Type 4, 4X, 12, 13; IP66 | RAL 7035 | 300 | 300 | 130 | Q3030PI | 260 | 260 | Q303013PCIQRR | FALSE | HOFFMAN |  | UL cUL | https://hoffman.nvent.com/en-ca/products/qline-i-type-4x-0 | https://hoffman.nvent.com/en-ca/print/pdf/node/127651
Wall Mount | Polycarbonate | Type 4, 4X, 12, 13; IP66 | RAL 7035 | 300 | 300 | 180 | Q3030PI | 260 | 260 | Q303018PCIQRR | FALSE | HOFFMAN |  | UL cUL | https://hoffman.nvent.com/en-ca/products/qline-i-type-4x-0 | https://hoffman.nvent.com/en-ca/print/pdf/node/127651
Wall Mount | Polycarbonate | Type 4, 4X, 12, 13; IP66 | RAL 7035 | 200 | 400 | 130 | Q4020PI | 360 | 160 | Q402013PCIQRR | FALSE | HOFFMAN |  | UL cUL | https://hoffman.nvent.com/en-ca/products/qline-i-type-4x-0 | https://hoffman.nvent.com/en-ca/print/pdf/node/127651
Wall Mount | Polycarbonate | Type 4, 4X, 12, 13; IP66 | RAL 7035 | 200 | 400 | 180 | Q4020PI | 360 | 160 | Q402018PCIQRR | FALSE | HOFFMAN |  | UL cUL | https://hoffman.nvent.com/en-ca/products/qline-i-type-4x-0 | https://hoffman.nvent.com/en-ca/print/pdf/node/127651
Wall Mount | Polycarbonate | Type 4, 4X, 12, 13; IP66 | RAL 7035 | 300 | 400 | 130 | Q4030PI | 360 | 260 | Q403013PCIQRR | FALSE | HOFFMAN |  | UL cUL | https://hoffman.nvent.com/en-ca/products/qline-i-type-4x-0 | https://hoffman.nvent.com/en-ca/print/pdf/node/127651
Wall Mount | Polycarbonate | Type 4, 4X, 12, 13; IP66 | RAL 7035 | 300 | 400 | 180 | Q4030PI | 360 | 260 | Q403018PCIQRR | FALSE | HOFFMAN |  | UL cUL | https://hoffman.nvent.com/en-ca/products/qline-i-type-4x-0 | https://hoffman.nvent.com/en-ca/print/pdf/node/127651
Wall Mount | Polycarbonate | Type 4, 4X, 12, 13; IP66 | RAL 7035 | 300 | 600 | 130 | Q6030PI | 560 | 260 | Q603013PCIQRR | FALSE | HOFFMAN |  | UL cUL | https://hoffman.nvent.com/en-ca/products/qline-i-type-4x-0 | https://hoffman.nvent.com/en-ca/print/pdf/node/127651
Wall Mount | Polycarbonate | Type 4, 4X, 12, 13; IP66 | RAL 7035 | 300 | 600 | 180 | Q6030PI | 560 | 260 | Q603018PCIQRR | FALSE | HOFFMAN |  | UL cUL | https://hoffman.nvent.com/en-ca/products/qline-i-type-4x-0 | https://hoffman.nvent.com/en-ca/print/pdf/node/127651
Wall Mount | Polycarbonate | Type 4, 4X, 12, 13; IP66 | RAL 7035 | 400 | 600 | 130 | Q6040PI | 560 | 360 | Q604013PCIQRR | FALSE | HOFFMAN |  | UL cUL | https://hoffman.nvent.com/en-ca/products/qline-i-type-4x-0 | https://hoffman.nvent.com/en-ca/print/pdf/node/127651
Wall Mount | Polycarbonate | Type 4, 4X, 12, 13; IP66 | RAL 7035 | 400 | 600 | 180 | Q6040PI | 560 | 360 | Q604018PCIQRR | FALSE | HOFFMAN |  | UL cUL | https://hoffman.nvent.com/en-ca/products/qline-i-type-4x-0 | https://hoffman.nvent.com/en-ca/print/pdf/node/127651
Wall Mount | Stainless Steel 304 | Type 3R, 4, 4X, 12, 13; IP66 | Unpainted | 406 | 305 | 203 | CP162 CP1612G | 361 | 259 | CSD16128SSST | FALSE | HOFFMAN |  | UL cUL | https://hoffman.nvent.com/en-ca/products/stainless-steel-concept-sloped-top-wallmount-type-4x | https://hoffman.nvent.com/en-ca/print/pdf/node/127721
Wall Mount | Stainless Steel 304 | Type 3R, 4, 4X, 12, 13; IP66 | Unpainted | 406 | 406 | 203 | CP1616 CP1616G | 361 | 361 | CSD16168SSST | FALSE | HOFFMAN |  | UL cUL | https://hoffman.nvent.com/en-ca/products/stainless-steel-concept-sloped-top-wallmount-type-4x | https://hoffman.nvent.com/en-ca/print/pdf/node/127721
Wall Mount | Stainless Steel 304 | Type 3R, 4, 4X, 12, 13; IP66 | Unpainted | 508 | 406 | 203 | CP2016 CP2016G | 462 | 361 | CSD20168SSST | FALSE | HOFFMAN |  | UL cUL | https://hoffman.nvent.com/en-ca/products/stainless-steel-concept-sloped-top-wallmount-type-4x | https://hoffman.nvent.com/en-ca/print/pdf/node/127721
Wall Mount | Stainless Steel 304 | Type 3R, 4, 4X, 12, 13; IP66 | Unpainted | 508 | 508 | 305 | CP2020 CP2020G | 462 | 462 | CSD202012SSST | FALSE | HOFFMAN |  | UL cUL | https://hoffman.nvent.com/en-ca/products/stainless-steel-concept-sloped-top-wallmount-type-4x | https://hoffman.nvent.com/en-ca/print/pdf/node/127721
Wall Mount | Stainless Steel 304 | Type 3R, 4, 4X, 12, 13; IP66 | Unpainted | 508 | 508 | 203 | CP2020 CP2020G | 462 | 462 | CSD20208SSST | FALSE | HOFFMAN |  | UL cUL | https://hoffman.nvent.com/en-ca/products/stainless-steel-concept-sloped-top-wallmount-type-4x | https://hoffman.nvent.com/en-ca/print/pdf/node/127721
Wall Mount | Stainless Steel 304 | Type 3R, 4, 4X, 12, 13; IP66 | Unpainted | 610 | 508 | 203 | CP2420 CP2420G | 564 | 462 | CSD24208SSST | FALSE | HOFFMAN |  | UL cUL | https://hoffman.nvent.com/en-ca/products/stainless-steel-concept-sloped-top-wallmount-type-4x | https://hoffman.nvent.com/en-ca/print/pdf/node/127721
Wall Mount | Stainless Steel 304 | Type 3R, 4, 4X, 12, 13; IP66 | Unpainted | 610 | 610 | 305 | CP2424 CP2424G | 254 | 254 | CSD242412SSST | FALSE | HOFFMAN |  | UL cUL | https://hoffman.nvent.com/en-ca/products/stainless-steel-concept-sloped-top-wallmount-type-4x | https://hoffman.nvent.com/en-ca/print/pdf/node/127721
Wall Mount | Stainless Steel 304 | Type 3R, 4, 4X, 12, 13; IP66 | Unpainted | 610 | 610 | 203 | CP2424 CP2424G | 254 | 254 | CSD24248SSST | FALSE | HOFFMAN |  | UL cUL | https://hoffman.nvent.com/en-ca/products/stainless-steel-concept-sloped-top-wallmount-type-4x | https://hoffman.nvent.com/en-ca/print/pdf/node/127721
Wall Mount | Stainless Steel 304 | Type 3R, 4, 4X, 12, 13; IP66 | Unpainted | 762 | 610 | 305 | CP3024 CP3024G | 716 | 564 | CSD302412SSST | FALSE | HOFFMAN |  | UL cUL | https://hoffman.nvent.com/en-ca/products/stainless-steel-concept-sloped-top-wallmount-type-4x | https://hoffman.nvent.com/en-ca/print/pdf/node/127721
Wall Mount | Stainless Steel 304 | Type 3R, 4, 4X, 12, 13; IP66 | Unpainted | 762 | 610 | 203 | CP3024 CP3024G | 716 | 564 | CSD30248SSST | FALSE | HOFFMAN |  | UL cUL | https://hoffman.nvent.com/en-ca/products/stainless-steel-concept-sloped-top-wallmount-type-4x | https://hoffman.nvent.com/en-ca/print/pdf/node/127721
Wall Mount | Stainless Steel 304 | Type 3R, 4, 4X, 12, 13; IP66 | Unpainted | 762 | 762 | 203 | CP3030 CP3030G | 716 | 716 | CSD30308SSST | FALSE | HOFFMAN |  | UL cUL | https://hoffman.nvent.com/en-ca/products/stainless-steel-concept-sloped-top-wallmount-type-4x | https://hoffman.nvent.com/en-ca/print/pdf/node/127721
Wall Mount | Stainless Steel 304 | Type 3R, 4, 4X, 12, 13; IP66 | Unpainted | 914 | 610 | 203 | CP3624 CP3624G | 869 | 564 | CSD36248SSST | FALSE | HOFFMAN |  | UL cUL | https://hoffman.nvent.com/en-ca/products/stainless-steel-concept-sloped-top-wallmount-type-4x | https://hoffman.nvent.com/en-ca/print/pdf/node/127721
Wall Mount | Stainless Steel 304 | Type 3R, 4, 4X, 12, 13; IP66 | Unpainted | 914 | 762 | 305 | CP3630 CP3630G | 869 | 716 | CSD363012SSST | FALSE | HOFFMAN |  | UL cUL | https://hoffman.nvent.com/en-ca/products/stainless-steel-concept-sloped-top-wallmount-type-4x | https://hoffman.nvent.com/en-ca/print/pdf/node/127721
Wall Mount | Stainless Steel 304 | Type 3R, 4, 4X, 12, 13; IP66 | Unpainted | 914 | 762 | 203 | CP3630 CP3630G | 869 | 716 | CSD36308SSST | FALSE | HOFFMAN |  | UL cUL | https://hoffman.nvent.com/en-ca/products/stainless-steel-concept-sloped-top-wallmount-type-4x | https://hoffman.nvent.com/en-ca/print/pdf/node/127721
Wall Mount | Stainless Steel 304 | Type 3R, 4, 4X, 12, 13; IP66 | Unpainted | 914 | 914 | 305 | CP3636 CP3636G | 869 | 869 | CSD363612SSST | FALSE | HOFFMAN |  | UL cUL | https://hoffman.nvent.com/en-ca/products/stainless-steel-concept-sloped-top-wallmount-type-4x | https://hoffman.nvent.com/en-ca/print/pdf/node/127721
Wall Mount | Stainless Steel 304 | Type 3R, 4, 4X, 12, 13; IP66 | Unpainted | 1219 | 914 | 406 | CP4836 CP4836G | 1173 | 869 | CSD483616SSST | FALSE | HOFFMAN |  | UL cUL | https://hoffman.nvent.com/en-ca/products/stainless-steel-concept-sloped-top-wallmount-type-4x | https://hoffman.nvent.com/en-ca/print/pdf/node/127721
Wall Mount | Stainless Steel 304 | Type 3R, 4, 4X, 12, 13; IP66 | Unpainted | 1524 | 914 | 406 | CP6036 CP6036G | 1477 | 869 | CSD603616SSST | FALSE | HOFFMAN |  | UL cUL | https://hoffman.nvent.com/en-ca/products/stainless-steel-concept-sloped-top-wallmount-type-4x | https://hoffman.nvent.com/en-ca/print/pdf/node/127721
Wall Mount | Stainless Steel 304 | IEC 60529, IP66; IP66 | Unpainted | 610 | 1067 | 203 | A42P24 A42P24G | 991 | 533 | A24H4208WFSSLP3PT | FALSE | HOFFMAN |  | UL cUL | https://hoffman.nvent.com/en-ca/products/stainless-steel-wallmount-2-door-3-point-latch-type-4x | https://hoffman.nvent.com/en-ca/print/pdf/node/127741
Wall Mount | Stainless Steel 304 | IEC 60529, IP66; IP66 | Unpainted | 610 | 1219 | 203 | A48P24 A48P24G | 1143 | 533 | A24H4808WFSSLP3PT | FALSE | HOFFMAN |  | UL cUL | https://hoffman.nvent.com/en-ca/products/stainless-steel-wallmount-2-door-3-point-latch-type-4x | https://hoffman.nvent.com/en-ca/print/pdf/node/127741
Wall Mount | Stainless Steel 304 | IEC 60529, IP66; IP66 | Unpainted | 762 | 1067 | 254 | A42P30 A42P30G | 991 | 686 | A30H4210WFSSLP3PT | FALSE | HOFFMAN |  | UL cUL | https://hoffman.nvent.com/en-ca/products/stainless-steel-wallmount-2-door-3-point-latch-type-4x | https://hoffman.nvent.com/en-ca/print/pdf/node/127741
Wall Mount | Stainless Steel 304 | IEC 60529, IP66; IP66 | Unpainted | 762 | 1219 | 254 | A48P30 A48P30G | 1143 | 686 | A30H4810WFSSLP3PT | FALSE | HOFFMAN |  | UL cUL | https://hoffman.nvent.com/en-ca/products/stainless-steel-wallmount-2-door-3-point-latch-type-4x | https://hoffman.nvent.com/en-ca/print/pdf/node/127741
Wall Mount | Stainless Steel 304 | IEC 60529, IP66; IP66 | Unpainted | 762 | 1524 | 254 | A60P30 A60P30G | 1448 | 686 | A30H6010WFSSLP3PT | FALSE | HOFFMAN |  | UL cUL | https://hoffman.nvent.com/en-ca/products/stainless-steel-wallmount-2-door-3-point-latch-type-4x | https://hoffman.nvent.com/en-ca/print/pdf/node/127741
Wall Mount | Stainless Steel 304 | IEC 60529, IP66; IP66 | Unpainted | 914 | 1067 | 305 | A42P36 A42P36G | 991 | 838 | A36H4212WFSSLP3PT | FALSE | HOFFMAN |  | UL cUL | https://hoffman.nvent.com/en-ca/products/stainless-steel-wallmount-2-door-3-point-latch-type-4x | https://hoffman.nvent.com/en-ca/print/pdf/node/127741
Wall Mount | Stainless Steel 304 | IEC 60529, IP66; IP66 | Unpainted | 914 | 1219 | 305 | A48P36 A48P36G | 1143 | 838 | A36H4812WFSSLP3PT | FALSE | HOFFMAN |  | UL cUL | https://hoffman.nvent.com/en-ca/products/stainless-steel-wallmount-2-door-3-point-latch-type-4x | https://hoffman.nvent.com/en-ca/print/pdf/node/127741
Wall Mount | Stainless Steel 304 | IEC 60529, IP66; IP66 | Unpainted | 914 | 1524 | 305 | A60P36 A60P36G | 1448 | 838 | A36H6012WFSSLP3PT | FALSE | HOFFMAN |  | UL cUL | https://hoffman.nvent.com/en-ca/products/stainless-steel-wallmount-2-door-3-point-latch-type-4x | https://hoffman.nvent.com/en-ca/print/pdf/node/127741
Wall Mount | Stainless Steel 304 | IEC 60529, IP66; IP66 | Unpainted | 1067 | 1067 | 305 | A42P42 A42P42G | 991 | 991 | A42H4212WFSSLP3PT | FALSE | HOFFMAN |  | UL cUL | https://hoffman.nvent.com/en-ca/products/stainless-steel-wallmount-2-door-3-point-latch-type-4x | https://hoffman.nvent.com/en-ca/print/pdf/node/127741
Wall Mount | Stainless Steel 304 | IEC 60529, IP66; IP66 | Unpainted | 1067 | 1219 | 305 | A48P42 A48P42G | 1143 | 991 | A42H4812WFSSLP3PT | FALSE | HOFFMAN |  | UL cUL | https://hoffman.nvent.com/en-ca/products/stainless-steel-wallmount-2-door-3-point-latch-type-4x | https://hoffman.nvent.com/en-ca/print/pdf/node/127741
Wall Mount | Stainless Steel 304 | IEC 60529, IP66; IP66 | Unpainted | 1067 | 1524 | 305 | A60BFP42 A60BFP42G | 1422 | 965 | A42H6012WFSSALP3PT | FALSE | HOFFMAN |  | UL cUL | https://hoffman.nvent.com/en-ca/products/stainless-steel-wallmount-2-door-3-point-latch-type-4x | https://hoffman.nvent.com/en-ca/print/pdf/node/127741
Wall Mount | Stainless Steel 304 | IEC 60529, IP66; IP66 | Unpainted | 1219 | 1219 | 305 | A48P48 A48P48G | 1118 | 1118 | A48H4812WFSSLP3PT | FALSE | HOFFMAN |  | UL cUL | https://hoffman.nvent.com/en-ca/products/stainless-steel-wallmount-2-door-3-point-latch-type-4x | https://hoffman.nvent.com/en-ca/print/pdf/node/127741
Wall Mount | Polycarbonate | Type 4, 4X, 12, 13; IP66 | RAL 7035 | 200 | 200 | 123 | Q2020PI | 160 | 160 | Q202013PCEMC | FALSE | HOFFMAN |  | UL cUL | https://hoffman.nvent.com/en-ca/products/qline-i-emc-type-4x-0 | https://hoffman.nvent.com/en-ca/print/pdf/node/127646
Wall Mount | Polycarbonate | Type 4, 4X, 12, 13; IP66 | RAL 7035 | 300 | 200 | 123 | Q3020PI | 260 | 160 | Q302013PCEMC | FALSE | HOFFMAN |  | UL cUL | https://hoffman.nvent.com/en-ca/products/qline-i-emc-type-4x-0 | https://hoffman.nvent.com/en-ca/print/pdf/node/127646
Wall Mount | Polycarbonate | Type 4, 4X, 12, 13; IP66 | RAL 7035 | 400 | 200 | 123 | Q4020PI | 360 | 160 | Q402013PCEMC | FALSE | HOFFMAN |  | UL cUL | https://hoffman.nvent.com/en-ca/products/qline-i-emc-type-4x-0 | https://hoffman.nvent.com/en-ca/print/pdf/node/127646
Wall Mount | Mild Steel | Type 12; IP55 | ANSI 61 | 610 | 1067 | 254 | CP2442 CP2442G | 564 | 1021 | CTD244210 | FALSE | HOFFMAN |  | UL cUL | https://hoffman.nvent.com/en-ca/products/concept-two-door-enclosures-0 | https://hoffman.nvent.com/en-ca/print/pdf/node/129321
Wall Mount | Mild Steel | Type 12; IP55 | ANSI 61 | 610 | 1067 | 203 | CP2442 CP2442G | 259 | 564 | CTD24428 | FALSE | HOFFMAN |  | UL cUL | https://hoffman.nvent.com/en-ca/products/concept-two-door-enclosures-0 | https://hoffman.nvent.com/en-ca/print/pdf/node/129321
Wall Mount | Mild Steel | Type 12; IP55 | ANSI 61 | 610 | 1219 | 203 | CP4824 CP4824G | 1174 | 564 | CTD24488 | FALSE | HOFFMAN |  | UL cUL | https://hoffman.nvent.com/en-ca/products/concept-two-door-enclosures-0 | https://hoffman.nvent.com/en-ca/print/pdf/node/129321
Wall Mount | Mild Steel | Type 12; IP55 | ANSI 61 | 762 | 1067 | 254 | CP4230 CP4230G | 1021 | 716 | CTD304210 | FALSE | HOFFMAN |  | UL cUL | https://hoffman.nvent.com/en-ca/products/concept-two-door-enclosures-0 | https://hoffman.nvent.com/en-ca/print/pdf/node/129321
Wall Mount | Mild Steel | Type 12; IP55 | ANSI 61 | 762 | 1219 | 254 | CP3048 CP3048G | 716 | 1174 | CTD304810 | FALSE | HOFFMAN |  | UL cUL | https://hoffman.nvent.com/en-ca/products/concept-two-door-enclosures-0 | https://hoffman.nvent.com/en-ca/print/pdf/node/129321
Wall Mount | Mild Steel | Type 12; IP55 | ANSI 61 | 762 | 1219 | 203 | CP3048 CP3048G | 259 | 716 | CTD30488 | FALSE | HOFFMAN |  | UL cUL | https://hoffman.nvent.com/en-ca/products/concept-two-door-enclosures-0 | https://hoffman.nvent.com/en-ca/print/pdf/node/129321
Wall Mount | Mild Steel | Type 12; IP55 | ANSI 61 | 762 | 1524 | 305 | CP3060 CP3060G | 361 | 716 | CTD306012 | FALSE | HOFFMAN |  | UL cUL | https://hoffman.nvent.com/en-ca/products/concept-two-door-enclosures-0 | https://hoffman.nvent.com/en-ca/print/pdf/node/129321
Wall Mount | Mild Steel | Type 12; IP55 | ANSI 61 | 914 | 1067 | 305 | CP4236 CP4236G | 1021 | 869 | CTD364212 | FALSE | HOFFMAN |  | UL cUL | https://hoffman.nvent.com/en-ca/products/concept-two-door-enclosures-0 | https://hoffman.nvent.com/en-ca/print/pdf/node/129321
Wall Mount | Mild Steel | Type 12; IP55 | ANSI 61 | 914 | 1067 | 406 | CP4236 CP4236G | 1021 | 869 | CTD364216 | FALSE | HOFFMAN |  | UL cUL | https://hoffman.nvent.com/en-ca/products/concept-two-door-enclosures-0 | https://hoffman.nvent.com/en-ca/print/pdf/node/129321
Wall Mount | Mild Steel | Type 12; IP55 | ANSI 61 | 914 | 1219 | 305 | CP4836 CP4836G | 462 | 869 | CTD364812 | FALSE | HOFFMAN |  | UL cUL | https://hoffman.nvent.com/en-ca/products/concept-two-door-enclosures-0 | https://hoffman.nvent.com/en-ca/print/pdf/node/129321
Wall Mount | Mild Steel | Type 12; IP55 | ANSI 61 | 914 | 1524 | 305 | CP6036 CP6036G | 462 | 869 | CTD366012 | FALSE | HOFFMAN |  | UL cUL | https://hoffman.nvent.com/en-ca/products/concept-two-door-enclosures-0 | https://hoffman.nvent.com/en-ca/print/pdf/node/129321
Wall Mount | Mild Steel | Type 12; IP55 | ANSI 61 | 1067 | 1067 | 305 | CP4242 CP4242G | 1021 | 1021 | CTD424212 | FALSE | HOFFMAN |  | UL cUL | https://hoffman.nvent.com/en-ca/products/concept-two-door-enclosures-0 | https://hoffman.nvent.com/en-ca/print/pdf/node/129321
Wall Mount | Mild Steel | Type 12; IP55 | ANSI 61 | 1067 | 1524 | 305 | CP4260 CP4260G | 1021 | 1478 | CTD426012 | FALSE | HOFFMAN |  | UL cUL | https://hoffman.nvent.com/en-ca/products/concept-two-door-enclosures-0 | https://hoffman.nvent.com/en-ca/print/pdf/node/129321
Wall Mount | Mild Steel | Type 12; IP55 | ANSI 61 | 1219 | 1219 | 305 | CP4848 CP4848G | 1174 | 1174 | CTD484812 | FALSE | HOFFMAN |  | UL cUL | https://hoffman.nvent.com/en-ca/products/concept-two-door-enclosures-0 | https://hoffman.nvent.com/en-ca/print/pdf/node/129321
Wall Mount | Mild Steel | Type 12; IP55 | RAL 7035 | 610 | 1067 | 254 | CP2442 CP2442G | 564 | 1021 | CTD244210LG | FALSE | HOFFMAN |  | UL cUL | https://hoffman.nvent.com/en-ca/products/concept-two-door-enclosures-0 | https://hoffman.nvent.com/en-ca/print/pdf/node/129321
Wall Mount | Mild Steel | Type 12; IP55 | RAL 7035 | 610 | 1067 | 203 | CP2442 CP2442G | 259 | 564 | CTD24428LG | FALSE | HOFFMAN |  | UL cUL | https://hoffman.nvent.com/en-ca/products/concept-two-door-enclosures-0 | https://hoffman.nvent.com/en-ca/print/pdf/node/129321
Wall Mount | Mild Steel | Type 12; IP55 | RAL 7035 | 610 | 1219 | 203 | CP4824 CP4824G | 1174 | 564 | CTD24488LG | FALSE | HOFFMAN |  | UL cUL | https://hoffman.nvent.com/en-ca/products/concept-two-door-enclosures-0 | https://hoffman.nvent.com/en-ca/print/pdf/node/129321
Wall Mount | Mild Steel | Type 12; IP55 | RAL 7035 | 762 | 1067 | 254 | CP4230 CP4230G | 1021 | 716 | CTD304210LG | FALSE | HOFFMAN |  | UL cUL | https://hoffman.nvent.com/en-ca/products/concept-two-door-enclosures-0 | https://hoffman.nvent.com/en-ca/print/pdf/node/129321
Wall Mount | Mild Steel | Type 12; IP55 | RAL 7035 | 762 | 1219 | 254 | CP3048 CP3048G | 716 | 1174 | CTD304810LG | FALSE | HOFFMAN |  | UL cUL | https://hoffman.nvent.com/en-ca/products/concept-two-door-enclosures-0 | https://hoffman.nvent.com/en-ca/print/pdf/node/129321
Wall Mount | Mild Steel | Type 12; IP55 | RAL 7035 | 762 | 1219 | 203 | CP3048 CP3048G | 259 | 716 | CTD30488LG | FALSE | HOFFMAN |  | UL cUL | https://hoffman.nvent.com/en-ca/products/concept-two-door-enclosures-0 | https://hoffman.nvent.com/en-ca/print/pdf/node/129321
Wall Mount | Mild Steel | Type 12; IP55 | RAL 7035 | 762 | 1524 | 305 | CP3060 CP3060G | 361 | 716 | CTD306012LG | FALSE | HOFFMAN |  | UL cUL | https://hoffman.nvent.com/en-ca/products/concept-two-door-enclosures-0 | https://hoffman.nvent.com/en-ca/print/pdf/node/129321
Wall Mount | Mild Steel | Type 12; IP55 | RAL 7035 | 914 | 1067 | 305 | CP4236 CP4236G | 1021 | 869 | CTD364212LG | FALSE | HOFFMAN |  | UL cUL | https://hoffman.nvent.com/en-ca/products/concept-two-door-enclosures-0 | https://hoffman.nvent.com/en-ca/print/pdf/node/129321
Wall Mount | Mild Steel | Type 12; IP55 | RAL 7035 | 914 | 1067 | 406 | CP4236 CP4236G | 1021 | 869 | CTD364216LG | FALSE | HOFFMAN |  | UL cUL | https://hoffman.nvent.com/en-ca/products/concept-two-door-enclosures-0 | https://hoffman.nvent.com/en-ca/print/pdf/node/129321
Wall Mount | Mild Steel | Type 12; IP55 | RAL 7035 | 914 | 1219 | 305 | CP4836 CP4836G | 462 | 869 | CTD364812LG | FALSE | HOFFMAN |  | UL cUL | https://hoffman.nvent.com/en-ca/products/concept-two-door-enclosures-0 | https://hoffman.nvent.com/en-ca/print/pdf/node/129321
Wall Mount | Mild Steel | Type 12; IP55 | RAL 7035 | 914 | 1524 | 305 | CP6036 CP6036G | 462 | 869 | CTD366012LG | FALSE | HOFFMAN |  | UL cUL | https://hoffman.nvent.com/en-ca/products/concept-two-door-enclosures-0 | https://hoffman.nvent.com/en-ca/print/pdf/node/129321
Wall Mount | Mild Steel | Type 12; IP55 | RAL 7035 | 1067 | 1067 | 305 | CP4242 CP4242G | 1021 | 1021 | CTD424212LG | FALSE | HOFFMAN |  | UL cUL | https://hoffman.nvent.com/en-ca/products/concept-two-door-enclosures-0 | https://hoffman.nvent.com/en-ca/print/pdf/node/129321
Wall Mount | Mild Steel | Type 12; IP55 | RAL 7035 | 1067 | 1524 | 305 | CP4260 CP4260G | 1021 | 1478 | CTD426012LG | FALSE | HOFFMAN |  | UL cUL | https://hoffman.nvent.com/en-ca/products/concept-two-door-enclosures-0 | https://hoffman.nvent.com/en-ca/print/pdf/node/129321
Wall Mount | Mild Steel | Type 12; IP55 | RAL 7035 | 1219 | 1219 | 305 | CP4848 CP4848G | 1174 | 1174 | CTD484812LG | FALSE | HOFFMAN |  | UL cUL | https://hoffman.nvent.com/en-ca/products/concept-two-door-enclosures-0 | https://hoffman.nvent.com/en-ca/print/pdf/node/129321
Wall Mount | Mild Steel | Type 12, 13; IP55 | RAL 7035 | 600 | 800 | 300 |  | 570 | 750 | MAD0608030R5 | FALSE | HOFFMAN |  | UL cUL | https://hoffman.nvent.com/en-ca/products/mild-steel-double-door-enclosure-mad-0 | https://hoffman.nvent.com/en-ca/print/pdf/node/524796
Wall Mount | Mild Steel | Type 12, 13; IP55 | RAL 7035 | 800 | 1200 | 300 |  | 770 | 1150 | MAD0801230R5 | FALSE | HOFFMAN |  | UL cUL | https://hoffman.nvent.com/en-ca/products/mild-steel-double-door-enclosure-mad-0 | https://hoffman.nvent.com/en-ca/print/pdf/node/524796
Wall Mount | Mild Steel | Type 12, 13; IP55 | RAL 7035 | 1000 | 1000 | 300 |  | 970 | 950 | MAD1001030R5 | FALSE | HOFFMAN |  | UL cUL | https://hoffman.nvent.com/en-ca/products/mild-steel-double-door-enclosure-mad-0 | https://hoffman.nvent.com/en-ca/print/pdf/node/524796
Wall Mount | Mild Steel | Type 12, 13; IP55 | RAL 7035 | 1200 | 1000 | 300 |  | 1170 | 950 | MAD1201030R5 | FALSE | HOFFMAN |  | UL cUL | https://hoffman.nvent.com/en-ca/products/mild-steel-double-door-enclosure-mad-0 | https://hoffman.nvent.com/en-ca/print/pdf/node/524796
Wall Mount | Mild Steel | Type 12, 13; IP55 | RAL 7035 | 1200 | 1200 | 300 |  | 1170 | 1150 | MAD1201230R5 | FALSE | HOFFMAN |  | UL cUL | https://hoffman.nvent.com/en-ca/products/mild-steel-double-door-enclosure-mad-0 | https://hoffman.nvent.com/en-ca/print/pdf/node/524796
Wall Mount | Mild Steel | Type 12, 13; IP55 | RAL 7035 | 1400 | 1000 | 300 |  | 1370 | 950 | MAD1401030R5 | FALSE | HOFFMAN |  | UL cUL | https://hoffman.nvent.com/en-ca/products/mild-steel-double-door-enclosure-mad-0 | https://hoffman.nvent.com/en-ca/print/pdf/node/524796
Wall Mount | Mild Steel | Type 4, 12, 13; IP66 | ANSI 61 | 305 | 254 | 152 | CP1210 CP1210G | 259 | 208 | CSD12106W | TRUE | HOFFMAN |  | UL cUL | https://hoffman.nvent.com/en-ca/products/concept-window-door-enclosures-0 | https://hoffman.nvent.com/en-ca/print/pdf/node/129311
Wall Mount | Mild Steel | Type 4, 12, 13; IP66 | ANSI 61 | 305 | 254 | 203 | CP1210 CP1210G | 259 | 208 | CSD12108W | TRUE | HOFFMAN |  | UL cUL | https://hoffman.nvent.com/en-ca/products/concept-window-door-enclosures-0 | https://hoffman.nvent.com/en-ca/print/pdf/node/129311
Wall Mount | Mild Steel | Type 4, 12, 13; IP66 | ANSI 61 | 305 | 305 | 152 | CP1212 CP1212G | 259 | 259 | CSD12126W | TRUE | HOFFMAN |  | UL cUL | https://hoffman.nvent.com/en-ca/products/concept-window-door-enclosures-0 | https://hoffman.nvent.com/en-ca/print/pdf/node/129311
Wall Mount | Mild Steel | Type 4, 12, 13; IP66 | ANSI 61 | 305 | 305 | 203 | CP1212 CP1212G | 259 | 259 | CSD12128W | TRUE | HOFFMAN |  | UL cUL | https://hoffman.nvent.com/en-ca/products/concept-window-door-enclosures-0 | https://hoffman.nvent.com/en-ca/print/pdf/node/129311
Wall Mount | Mild Steel | Type 4, 12, 13; IP66 | ANSI 61 | 406 | 305 | 254 | CP1612 CP1612G | 361 | 259 | CSD161210W | TRUE | HOFFMAN |  | UL cUL | https://hoffman.nvent.com/en-ca/products/concept-window-door-enclosures-0 | https://hoffman.nvent.com/en-ca/print/pdf/node/129311
Wall Mount | Mild Steel | Type 4, 12, 13; IP66 | ANSI 61 | 406 | 305 | 152 | CP1612 CP1612G | 361 | 259 | CSD16126W | TRUE | HOFFMAN |  | UL cUL | https://hoffman.nvent.com/en-ca/products/concept-window-door-enclosures-0 | https://hoffman.nvent.com/en-ca/print/pdf/node/129311
Wall Mount | Mild Steel | Type 4, 12, 13; IP66 | ANSI 61 | 406 | 305 | 203 | CP1612 CP1612G | 361 | 259 | CSD16128W | TRUE | HOFFMAN |  | UL cUL | https://hoffman.nvent.com/en-ca/products/concept-window-door-enclosures-0 | https://hoffman.nvent.com/en-ca/print/pdf/node/129311
Wall Mount | Mild Steel | Type 4, 12, 13; IP66 | ANSI 61 | 508 | 406 | 254 | CP2016 CP2016G | 462 | 361 | CSD201610W | TRUE | HOFFMAN |  | UL cUL | https://hoffman.nvent.com/en-ca/products/concept-window-door-enclosures-0 | https://hoffman.nvent.com/en-ca/print/pdf/node/129311
Wall Mount | Mild Steel | Type 4, 12, 13; IP66 | ANSI 61 | 508 | 406 | 152 | CP2016 CP2016G | 462 | 361 | CSD20166W | TRUE | HOFFMAN |  | UL cUL | https://hoffman.nvent.com/en-ca/products/concept-window-door-enclosures-0 | https://hoffman.nvent.com/en-ca/print/pdf/node/129311
Wall Mount | Mild Steel | Type 4, 12, 13; IP66 | ANSI 61 | 508 | 406 | 203 | CP2016 CP2016G | 462 | 361 | CSD20168W | TRUE | HOFFMAN |  | UL cUL | https://hoffman.nvent.com/en-ca/products/concept-window-door-enclosures-0 | https://hoffman.nvent.com/en-ca/print/pdf/node/129311
Wall Mount | Mild Steel | Type 4, 12, 13; IP66 | ANSI 61 | 508 | 508 | 254 | CP2020 CP2020G | 462 | 462 | CSD202010W | TRUE | HOFFMAN |  | UL cUL | https://hoffman.nvent.com/en-ca/products/concept-window-door-enclosures-0 | https://hoffman.nvent.com/en-ca/print/pdf/node/129311
Wall Mount | Mild Steel | Type 4, 12, 13; IP66 | ANSI 61 | 508 | 508 | 305 | CP2020 CP2020G | 462 | 462 | CSD202012W | TRUE | HOFFMAN |  | UL cUL | https://hoffman.nvent.com/en-ca/products/concept-window-door-enclosures-0 | https://hoffman.nvent.com/en-ca/print/pdf/node/129311
Wall Mount | Mild Steel | Type 4, 12, 13; IP66 | ANSI 61 | 508 | 508 | 152 | CP2020 CP2020G | 462 | 462 | CSD20206W | TRUE | HOFFMAN |  | UL cUL | https://hoffman.nvent.com/en-ca/products/concept-window-door-enclosures-0 | https://hoffman.nvent.com/en-ca/print/pdf/node/129311
Wall Mount | Mild Steel | Type 4, 12, 13; IP66 | ANSI 61 | 508 | 508 | 203 | CP2020 CP2020G | 462 | 462 | CSD20208W | TRUE | HOFFMAN |  | UL cUL | https://hoffman.nvent.com/en-ca/products/concept-window-door-enclosures-0 | https://hoffman.nvent.com/en-ca/print/pdf/node/129311
Wall Mount | Mild Steel | Type 4, 12, 13; IP66 | ANSI 61 | 610 | 508 | 254 | CP2420 CP2420G | 564 | 462 | CSD242010W | TRUE | HOFFMAN |  | UL cUL | https://hoffman.nvent.com/en-ca/products/concept-window-door-enclosures-0 | https://hoffman.nvent.com/en-ca/print/pdf/node/129311
Wall Mount | Mild Steel | Type 4, 12, 13; IP66 | ANSI 61 | 610 | 508 | 305 | CP2420 CP2420G | 564 | 462 | CSD242012W | TRUE | HOFFMAN |  | UL cUL | https://hoffman.nvent.com/en-ca/products/concept-window-door-enclosures-0 | https://hoffman.nvent.com/en-ca/print/pdf/node/129311
Wall Mount | Mild Steel | Type 4, 12, 13; IP66 | ANSI 61 | 610 | 508 | 152 | CP2420 CP2420G | 564 | 462 | CSD24206W | TRUE | HOFFMAN |  | UL cUL | https://hoffman.nvent.com/en-ca/products/concept-window-door-enclosures-0 | https://hoffman.nvent.com/en-ca/print/pdf/node/129311
Wall Mount | Mild Steel | Type 4, 12, 13; IP66 | ANSI 61 | 610 | 508 | 203 | CP2420 CP2420G | 564 | 462 | CSD24208W | TRUE | HOFFMAN |  | UL cUL | https://hoffman.nvent.com/en-ca/products/concept-window-door-enclosures-0 | https://hoffman.nvent.com/en-ca/print/pdf/node/129311
Wall Mount | Mild Steel | Type 4, 12, 13; IP66 | ANSI 61 | 610 | 610 | 254 | CP2424 CP2420G | 564 | 564 | CSD242410W | TRUE | HOFFMAN |  | UL cUL | https://hoffman.nvent.com/en-ca/products/concept-window-door-enclosures-0 | https://hoffman.nvent.com/en-ca/print/pdf/node/129311
Wall Mount | Mild Steel | Type 4, 12, 13; IP66 | ANSI 61 | 610 | 610 | 305 | CP2424 CP2424G | 564 | 564 | CSD242412W | TRUE | HOFFMAN |  | UL cUL | https://hoffman.nvent.com/en-ca/products/concept-window-door-enclosures-0 | https://hoffman.nvent.com/en-ca/print/pdf/node/129311
Wall Mount | Mild Steel | Type 4, 12, 13; IP66 | ANSI 61 | 610 | 610 | 406 | CP2424 CP2424G | 564 | 564 | CSD242416W | TRUE | HOFFMAN |  | UL cUL | https://hoffman.nvent.com/en-ca/products/concept-window-door-enclosures-0 | https://hoffman.nvent.com/en-ca/print/pdf/node/129311
Wall Mount | Mild Steel | Type 4, 12, 13; IP66 | ANSI 61 | 610 | 610 | 508 | CP2424 CP2424G | 564 | 564 | CSD242420W | TRUE | HOFFMAN |  | UL cUL | https://hoffman.nvent.com/en-ca/products/concept-window-door-enclosures-0 | https://hoffman.nvent.com/en-ca/print/pdf/node/129311
Wall Mount | Mild Steel | Type 4, 12, 13; IP66 | ANSI 61 | 610 | 610 | 152 | CP2424 CP2424G | 564 | 564 | CSD24246W | TRUE | HOFFMAN |  | UL cUL | https://hoffman.nvent.com/en-ca/products/concept-window-door-enclosures-0 | https://hoffman.nvent.com/en-ca/print/pdf/node/129311
Wall Mount | Mild Steel | Type 4, 12, 13; IP66 | ANSI 61 | 610 | 610 | 203 | CP2424 CP2424G | 564 | 564 | CSD24248W | TRUE | HOFFMAN |  | UL cUL | https://hoffman.nvent.com/en-ca/products/concept-window-door-enclosures-0 | https://hoffman.nvent.com/en-ca/print/pdf/node/129311
Wall Mount | Mild Steel | Type 4, 12, 13; IP66 | RAL 7035 | 305 | 254 | 152 | CP1210 CP1210G | 259 | 208 | CSD12106WLG | TRUE | HOFFMAN |  | UL cUL | https://hoffman.nvent.com/en-ca/products/concept-window-door-enclosures-0 | https://hoffman.nvent.com/en-ca/print/pdf/node/129311
Wall Mount | Mild Steel | Type 4, 12, 13; IP66 | RAL 7035 | 305 | 254 | 203 | CP1210 CP1210G | 259 | 208 | CSD12108WLG | TRUE | HOFFMAN |  | UL cUL | https://hoffman.nvent.com/en-ca/products/concept-window-door-enclosures-0 | https://hoffman.nvent.com/en-ca/print/pdf/node/129311
Wall Mount | Mild Steel | Type 4, 12, 13; IP66 | RAL 7035 | 305 | 305 | 152 | CP1212 CP1212G | 259 | 259 | CSD12126WLG | TRUE | HOFFMAN |  | UL cUL | https://hoffman.nvent.com/en-ca/products/concept-window-door-enclosures-0 | https://hoffman.nvent.com/en-ca/print/pdf/node/129311
Wall Mount | Mild Steel | Type 4, 12, 13; IP66 | RAL 7035 | 305 | 305 | 203 | CP1212 CP1212G | 259 | 259 | CSD12128WLG | TRUE | HOFFMAN |  | UL cUL | https://hoffman.nvent.com/en-ca/products/concept-window-door-enclosures-0 | https://hoffman.nvent.com/en-ca/print/pdf/node/129311
Wall Mount | Mild Steel | Type 4, 12, 13; IP66 | RAL 7035 | 406 | 305 | 254 | CP1612 CP1612G | 361 | 259 | CSD161210WLG | TRUE | HOFFMAN |  | UL cUL | https://hoffman.nvent.com/en-ca/products/concept-window-door-enclosures-0 | https://hoffman.nvent.com/en-ca/print/pdf/node/129311
Wall Mount | Mild Steel | Type 4, 12, 13; IP66 | RAL 7035 | 406 | 305 | 152 | CP1612 CP1612G | 361 | 259 | CSD16126WLG | TRUE | HOFFMAN |  | UL cUL | https://hoffman.nvent.com/en-ca/products/concept-window-door-enclosures-0 | https://hoffman.nvent.com/en-ca/print/pdf/node/129311
Wall Mount | Mild Steel | Type 4, 12, 13; IP66 | RAL 7035 | 406 | 305 | 203 | CP1612 CP1612G | 361 | 259 | CSD16128WLG | TRUE | HOFFMAN |  | UL cUL | https://hoffman.nvent.com/en-ca/products/concept-window-door-enclosures-0 | https://hoffman.nvent.com/en-ca/print/pdf/node/129311
Wall Mount | Mild Steel | Type 4, 12, 13; IP66 | RAL 7035 | 508 | 406 | 254 | CP2016 CP2016G | 462 | 361 | CSD201610WLG | TRUE | HOFFMAN |  | UL cUL | https://hoffman.nvent.com/en-ca/products/concept-window-door-enclosures-0 | https://hoffman.nvent.com/en-ca/print/pdf/node/129311
Wall Mount | Mild Steel | Type 4, 12, 13; IP66 | RAL 7035 | 508 | 406 | 152 | CP2016 CP2016G | 462 | 361 | CSD20166WLG | TRUE | HOFFMAN |  | UL cUL | https://hoffman.nvent.com/en-ca/products/concept-window-door-enclosures-0 | https://hoffman.nvent.com/en-ca/print/pdf/node/129311
Wall Mount | Mild Steel | Type 4, 12, 13; IP66 | RAL 7035 | 508 | 406 | 203 | CP2016 CP2016G | 462 | 361 | CSD20168WLG | TRUE | HOFFMAN |  | UL cUL | https://hoffman.nvent.com/en-ca/products/concept-window-door-enclosures-0 | https://hoffman.nvent.com/en-ca/print/pdf/node/129311
Wall Mount | Mild Steel | Type 4, 12, 13; IP66 | RAL 7035 | 508 | 508 | 254 | CP2020 CP2020G | 462 | 462 | CSD202010WLG | TRUE | HOFFMAN |  | UL cUL | https://hoffman.nvent.com/en-ca/products/concept-window-door-enclosures-0 | https://hoffman.nvent.com/en-ca/print/pdf/node/129311
Wall Mount | Mild Steel | Type 4, 12, 13; IP66 | RAL 7035 | 508 | 508 | 305 | CP2020 CP2020G | 462 | 462 | CSD202012WLG | TRUE | HOFFMAN |  | UL cUL | https://hoffman.nvent.com/en-ca/products/concept-window-door-enclosures-0 | https://hoffman.nvent.com/en-ca/print/pdf/node/129311
Wall Mount | Mild Steel | Type 4, 12, 13; IP66 | RAL 7035 | 508 | 508 | 152 | CP2020 CP2020G | 462 | 462 | CSD20206WLG | TRUE | HOFFMAN |  | UL cUL | https://hoffman.nvent.com/en-ca/products/concept-window-door-enclosures-0 | https://hoffman.nvent.com/en-ca/print/pdf/node/129311
Wall Mount | Mild Steel | Type 4, 12, 13; IP66 | RAL 7035 | 508 | 508 | 203 | CP2020 CP2020G | 462 | 462 | CSD20208WLG | TRUE | HOFFMAN |  | UL cUL | https://hoffman.nvent.com/en-ca/products/concept-window-door-enclosures-0 | https://hoffman.nvent.com/en-ca/print/pdf/node/129311
Wall Mount | Mild Steel | Type 4, 12, 13; IP66 | RAL 7035 | 610 | 508 | 254 | CP2420 CP2420G | 564 | 462 | CSD242010WLG | TRUE | HOFFMAN |  | UL cUL | https://hoffman.nvent.com/en-ca/products/concept-window-door-enclosures-0 | https://hoffman.nvent.com/en-ca/print/pdf/node/129311
Wall Mount | Mild Steel | Type 4, 12, 13; IP66 | RAL 7035 | 610 | 508 | 305 | CP2420 CP2420G | 564 | 462 | CSD242012WLG | TRUE | HOFFMAN |  | UL cUL | https://hoffman.nvent.com/en-ca/products/concept-window-door-enclosures-0 | https://hoffman.nvent.com/en-ca/print/pdf/node/129311
Wall Mount | Mild Steel | Type 4, 12, 13; IP66 | RAL 7035 | 610 | 508 | 152 | CP2420 CP2420G | 564 | 462 | CSD24206WLG | TRUE | HOFFMAN |  | UL cUL | https://hoffman.nvent.com/en-ca/products/concept-window-door-enclosures-0 | https://hoffman.nvent.com/en-ca/print/pdf/node/129311
Wall Mount | Mild Steel | Type 4, 12, 13; IP66 | RAL 7035 | 610 | 508 | 203 | CP2420 CP2420G | 564 | 462 | CSD24208WLG | TRUE | HOFFMAN |  | UL cUL | https://hoffman.nvent.com/en-ca/products/concept-window-door-enclosures-0 | https://hoffman.nvent.com/en-ca/print/pdf/node/129311
Wall Mount | Mild Steel | Type 4, 12, 13; IP66 | RAL 7035 | 610 | 610 | 254 | CP2424 CP2424G | 564 | 564 | CSD242410WLG | TRUE | HOFFMAN |  | UL cUL | https://hoffman.nvent.com/en-ca/products/concept-window-door-enclosures-0 | https://hoffman.nvent.com/en-ca/print/pdf/node/129311
Wall Mount | Mild Steel | Type 4, 12, 13; IP66 | RAL 7035 | 610 | 610 | 305 | CP2424 CP2424G | 564 | 564 | CSD242412WLG | TRUE | HOFFMAN |  | UL cUL | https://hoffman.nvent.com/en-ca/products/concept-window-door-enclosures-0 | https://hoffman.nvent.com/en-ca/print/pdf/node/129311
Wall Mount | Mild Steel | Type 4, 12, 13; IP66 | RAL 7035 | 610 | 610 | 406 | CP2424 CP2424G | 564 | 564 | CSD242416WLG | TRUE | HOFFMAN |  | UL cUL | https://hoffman.nvent.com/en-ca/products/concept-window-door-enclosures-0 | https://hoffman.nvent.com/en-ca/print/pdf/node/129311
Wall Mount | Mild Steel | Type 4, 12, 13; IP66 | RAL 7035 | 610 | 610 | 508 | CP2424 CP2424G | 564 | 564 | CSD242420WLG | TRUE | HOFFMAN |  | UL cUL | https://hoffman.nvent.com/en-ca/products/concept-window-door-enclosures-0 | https://hoffman.nvent.com/en-ca/print/pdf/node/129311
Wall Mount | Mild Steel | Type 4, 12, 13; IP66 | RAL 7035 | 610 | 610 | 152 | CP2424 CP2424G | 564 | 564 | CSD24246WLG | TRUE | HOFFMAN |  | UL cUL | https://hoffman.nvent.com/en-ca/products/concept-window-door-enclosures-0 | https://hoffman.nvent.com/en-ca/print/pdf/node/129311
Wall Mount | Mild Steel | Type 4, 12, 13; IP66 | RAL 7035 | 610 | 610 | 203 | CP2424 CP2424G | 564 | 564 | CSD24248WLG | TRUE | HOFFMAN |  | UL cUL | https://hoffman.nvent.com/en-ca/products/concept-window-door-enclosures-0 | https://hoffman.nvent.com/en-ca/print/pdf/node/129311
Wall Mount | Mild Steel | Type 4, 12, 13; IP66 | RAL 7035 | 762 | 610 | 254 | CP3024 CP3024G | 716 | 564 | CSD302410WLG | TRUE | HOFFMAN |  | UL cUL | https://hoffman.nvent.com/en-ca/products/concept-window-door-enclosures-0 | https://hoffman.nvent.com/en-ca/print/pdf/node/129311
Wall Mount | Mild Steel | Type 4, 12, 13; IP66 | RAL 7035 | 762 | 610 | 305 | CP3024 CP3024G | 716 | 564 | CSD302412WLG | TRUE | HOFFMAN |  | UL cUL | https://hoffman.nvent.com/en-ca/products/concept-window-door-enclosures-0 | https://hoffman.nvent.com/en-ca/print/pdf/node/129311
Wall Mount | Mild Steel | Type 4, 12, 13; IP66 | RAL 7035 | 762 | 610 | 508 | CP3024 CP3024G | 716 | 564 | CSD302420WLG | TRUE | HOFFMAN |  | UL cUL | https://hoffman.nvent.com/en-ca/products/concept-window-door-enclosures-0 | https://hoffman.nvent.com/en-ca/print/pdf/node/129311
Wall Mount | Mild Steel | Type 4, 12, 13; IP66 | RAL 7035 | 762 | 610 | 152 | CP3024 CP3024G | 716 | 564 | CSD30246WLG | TRUE | HOFFMAN |  | UL cUL | https://hoffman.nvent.com/en-ca/products/concept-window-door-enclosures-0 | https://hoffman.nvent.com/en-ca/print/pdf/node/129311
Wall Mount | Mild Steel | Type 4, 12, 13; IP66 | RAL 7035 | 762 | 610 | 203 | CP3024 CP3024G | 716 | 564 | CSD30248WLG | TRUE | HOFFMAN |  | UL cUL | https://hoffman.nvent.com/en-ca/products/concept-window-door-enclosures-0 | https://hoffman.nvent.com/en-ca/print/pdf/node/129311
Wall Mount | Mild Steel | Type 4, 12, 13; IP66 | ANSI 61 | 762 | 610 | 254 | CP3024 CP3024G | 716 | 564 | CSD302410W | TRUE | HOFFMAN |  | UL cUL | https://hoffman.nvent.com/en-ca/products/concept-window-door-enclosures-0 | https://hoffman.nvent.com/en-ca/print/pdf/node/129311
Wall Mount | Mild Steel | Type 4, 12, 13; IP66 | ANSI 61 | 762 | 610 | 305 | CP3024 CP3024G | 716 | 564 | CSD302412W | TRUE | HOFFMAN |  | UL cUL | https://hoffman.nvent.com/en-ca/products/concept-window-door-enclosures-0 | https://hoffman.nvent.com/en-ca/print/pdf/node/129311
Wall Mount | Mild Steel | Type 4, 12, 13; IP66 | ANSI 61 | 762 | 610 | 508 | CP3024 CP3024G | 716 | 564 | CSD302420W | TRUE | HOFFMAN |  | UL cUL | https://hoffman.nvent.com/en-ca/products/concept-window-door-enclosures-0 | https://hoffman.nvent.com/en-ca/print/pdf/node/129311
Wall Mount | Mild Steel | Type 4, 12, 13; IP66 | ANSI 61 | 762 | 610 | 152 | CP3024 CP3024G | 716 | 564 | CSD30246W | TRUE | HOFFMAN |  | UL cUL | https://hoffman.nvent.com/en-ca/products/concept-window-door-enclosures-0 | https://hoffman.nvent.com/en-ca/print/pdf/node/129311
Wall Mount | Mild Steel | Type 4, 12, 13; IP66 | ANSI 61 | 762 | 610 | 203 | CP3024 CP3024G | 716 | 564 | CSD30248W | TRUE | HOFFMAN |  | UL cUL | https://hoffman.nvent.com/en-ca/products/concept-window-door-enclosures-0 | https://hoffman.nvent.com/en-ca/print/pdf/node/129311
Wall Mount | Stainless Steel 304 | Type 3, 3R, 4, 4X, 12, 13; IP66 | Unpainted | 610 | 645 | 203 | A24P24 A24P24G | 533 | 533 | A24HS2508SSLP | FALSE | HOFFMAN |  | UL cUL | https://hoffman.nvent.com/en-ca/products/wallmount-disconnect-enclosure-clamps-type-4x | https://hoffman.nvent.com/en-ca/print/pdf/node/124601
Wall Mount | Stainless Steel 304 | Type 3, 3R, 4, 4X, 12, 13; IP66 | Unpainted | 610 | 543 | 203 | A24P20 A24P20G | 533 | 432 | A24HS2108SSLP | FALSE | HOFFMAN |  | UL cUL | https://hoffman.nvent.com/en-ca/products/wallmount-disconnect-enclosure-clamps-type-4x | https://hoffman.nvent.com/en-ca/print/pdf/node/124601
Wall Mount | Stainless Steel 304 | Type 3, 3R, 4, 4X, 12, 13; IP66 | Unpainted | 762 | 645 | 203 | A30P24 A30P24G | 686 | 533 | A30HS2508SSLP | FALSE | HOFFMAN |  | UL cUL | https://hoffman.nvent.com/en-ca/products/wallmount-disconnect-enclosure-clamps-type-4x | https://hoffman.nvent.com/en-ca/print/pdf/node/124601
Wall Mount | Stainless Steel 304 | Type 3, 3R, 4, 4X, 12, 13; IP66 | Unpainted | 914 | 645 | 203 | A36P24 A36P24G | 838 | 533 | A36HS2508SSLP | FALSE | HOFFMAN |  | UL cUL | https://hoffman.nvent.com/en-ca/products/wallmount-disconnect-enclosure-clamps-type-4x | https://hoffman.nvent.com/en-ca/print/pdf/node/124601
Wall Mount | Stainless Steel 304 | Type 3, 3R, 4, 4X, 12, 13; IP66 | Unpainted | 914 | 797 | 203 | A36P30 A36P30G | 838 | 686 | A36HS3108SSLP | FALSE | HOFFMAN |  | UL cUL | https://hoffman.nvent.com/en-ca/products/wallmount-disconnect-enclosure-clamps-type-4x | https://hoffman.nvent.com/en-ca/print/pdf/node/124601
Wall Mount | Stainless Steel 304 | Type 3, 3R, 4, 4X, 12, 13; IP66 | Unpainted | 1067 | 797 | 305 | A42P30 A42P30G | 991 | 686 | A42HS3112SSLP | FALSE | HOFFMAN |  | UL cUL | https://hoffman.nvent.com/en-ca/products/wallmount-disconnect-enclosure-clamps-type-4x | https://hoffman.nvent.com/en-ca/print/pdf/node/124601
Wall Mount | Stainless Steel 304 | Type 3, 3R, 4, 4X, 12, 13; IP66 | Unpainted | 1067 | 949 | 305 | A42P36 A42P36G | 991 | 838 | A42HS3712SSLP | FALSE | HOFFMAN |  | UL cUL | https://hoffman.nvent.com/en-ca/products/wallmount-disconnect-enclosure-clamps-type-4x | https://hoffman.nvent.com/en-ca/print/pdf/node/124601
Wall Mount | Stainless Steel 304 | Type 3, 3R, 4, 4X, 12, 13; IP66 | Unpainted | 1219 | 949 | 305 | A48P36 A48P36G | 1143 | 838 | A48HS3712SSLP | FALSE | HOFFMAN |  | UL cUL | https://hoffman.nvent.com/en-ca/products/wallmount-disconnect-enclosure-clamps-type-4x | https://hoffman.nvent.com/en-ca/print/pdf/node/124601
Wall Mount | Stainless Steel 304 | Type 3, 3R, 4, 4X, 12, 13; IP66 | Unpainted | 1524 | 949 | 305 | A60P36 A60P36G | 1448 | 838 | A60HS3712SSLP | FALSE | HOFFMAN |  | UL cUL | https://hoffman.nvent.com/en-ca/products/wallmount-disconnect-enclosure-clamps-type-4x | https://hoffman.nvent.com/en-ca/print/pdf/node/124601
Wall Mount | Stainless Steel 316L | Type 3, 3R, 4, 4X, 12, 13; IP66 | Unpainted | 610 | 543 | 203 | A24P20 A24P20G | 533 | 432 | A24HS2108SS6LP | FALSE | HOFFMAN |  | UL cUL | https://hoffman.nvent.com/en-ca/products/wallmount-disconnect-enclosure-clamps-type-4x | https://hoffman.nvent.com/en-ca/print/pdf/node/124601
Wall Mount | Stainless Steel 316L | Type 3, 3R, 4, 4X, 12, 13; IP66 | Unpainted | 610 | 645 | 203 | A24P24 A24P24G | 533 | 533 | A24HS2508SS6LP | FALSE | HOFFMAN |  | UL cUL | https://hoffman.nvent.com/en-ca/products/wallmount-disconnect-enclosure-clamps-type-4x | https://hoffman.nvent.com/en-ca/print/pdf/node/124601
Wall Mount | Stainless Steel 316L | Type 3, 3R, 4, 4X, 12, 13; IP66 | Unpainted | 762 | 645 | 203 | A30P24 A30P24G | 686 | 533 | A30HS2508SS6LP | FALSE | HOFFMAN |  | UL cUL | https://hoffman.nvent.com/en-ca/products/wallmount-disconnect-enclosure-clamps-type-4x | https://hoffman.nvent.com/en-ca/print/pdf/node/124601
Wall Mount | Stainless Steel 316L | Type 3, 3R, 4, 4X, 12, 13; IP66 | Unpainted | 914 | 645 | 203 | A36P24 A36P24G | 838 | 533 | A36HS2508SS6LP | FALSE | HOFFMAN |  | UL cUL | https://hoffman.nvent.com/en-ca/products/wallmount-disconnect-enclosure-clamps-type-4x | https://hoffman.nvent.com/en-ca/print/pdf/node/124601
Wall Mount | Stainless Steel 316L | Type 3, 3R, 4, 4X, 12, 13; IP66 | Unpainted | 914 | 797 | 203 | A36P30 A36P30G | 838 | 686 | A36HS3108SS6LP | FALSE | HOFFMAN |  | UL cUL | https://hoffman.nvent.com/en-ca/products/wallmount-disconnect-enclosure-clamps-type-4x | https://hoffman.nvent.com/en-ca/print/pdf/node/124601
Wall Mount | Stainless Steel 316L | Type 3, 3R, 4, 4X, 12, 13; IP66 | Unpainted | 1067 | 797 | 305 | A42P30 A42P30G | 991 | 686 | A42HS3112SS6LP | FALSE | HOFFMAN |  | UL cUL | https://hoffman.nvent.com/en-ca/products/wallmount-disconnect-enclosure-clamps-type-4x | https://hoffman.nvent.com/en-ca/print/pdf/node/124601
Wall Mount | Stainless Steel 316L | Type 3, 3R, 4, 4X, 12, 13; IP66 | Unpainted | 1067 | 949 | 305 | A42P36 A42P36G | 991 | 838 | A42HS3712SS6LP | FALSE | HOFFMAN |  | UL cUL | https://hoffman.nvent.com/en-ca/products/wallmount-disconnect-enclosure-clamps-type-4x | https://hoffman.nvent.com/en-ca/print/pdf/node/124601
Wall Mount | Stainless Steel 316L | Type 3, 3R, 4, 4X, 12, 13; IP66 | Unpainted | 1219 | 949 | 305 | A48P36 A48P36G | 1143 | 838 | A48HS3712SS6LP | FALSE | HOFFMAN |  | UL cUL | https://hoffman.nvent.com/en-ca/products/wallmount-disconnect-enclosure-clamps-type-4x | https://hoffman.nvent.com/en-ca/print/pdf/node/124601
Wall Mount | Stainless Steel 316L | Type 3, 3R, 4, 4X, 12, 13; IP66 | Unpainted | 1524 | 949 | 305 | A60P36 A60P36G | 1448 | 838 | A60HS3712SS6LP | FALSE | HOFFMAN |  | UL cUL | https://hoffman.nvent.com/en-ca/products/wallmount-disconnect-enclosure-clamps-type-4x | https://hoffman.nvent.com/en-ca/print/pdf/node/124601
Wall Mount | Fiberglass | Type 3, 3R, 4, 4X, 12, 13; IP66 | RAL 7035 | 297 | 246 | 117 | A12P10 A12P10AL | 2.73 | 226 | HJ1210WLG |  | HOFFMAN |  | UL cUL | https://hoffman.nvent.com/en-ca/products/flat-cover-screws-type-4x-0 | https://hoffman.nvent.com/en-ca/print/pdf/node/127551
Wall Mount | Fiberglass | Type 3, 3R, 4, 4X, 12, 13; IP66 | RAL 7035 | 297 | 246 | 117 | A12P10 A12P10AL | 273 | 226 | HJ1210HWLG |  | HOFFMAN |  | UL cUL | https://hoffman.nvent.com/en-ca/products/flat-cover-screws-type-4x-0 | https://hoffman.nvent.com/en-ca/print/pdf/node/127551
Wall Mount | Fiberglass | Type 3, 3R, 4, 4X, 12, 13; IP66 | RAL 7035 | 351 | 300 | 152 | A14P12 A14P12AL | 324 | 276 | HJ1412WLG |  | HOFFMAN |  | UL cUL | https://hoffman.nvent.com/en-ca/products/flat-cover-screws-type-4x-0 | https://hoffman.nvent.com/en-ca/print/pdf/node/127551
Wall Mount | Fiberglass | Type 3, 3R, 4, 4X, 12, 13; IP66 | RAL 7035 | 351 | 300 | 152 | A14P12 A14P12AL | 324 | 276 | HJ1412HWLG |  | HOFFMAN |  | UL cUL | https://hoffman.nvent.com/en-ca/products/flat-cover-screws-type-4x-0 | https://hoffman.nvent.com/en-ca/print/pdf/node/127551
Wall Mount | Fiberglass | Type 3, 3R, 4, 4X, 12, 13; IP66 | RAL 7035 | 402 | 351 | 152 | A16P14 A16P14AL | 375 | 327 | HJ1614WLG |  | HOFFMAN |  | UL cUL | https://hoffman.nvent.com/en-ca/products/flat-cover-screws-type-4x-0 | https://hoffman.nvent.com/en-ca/print/pdf/node/127551
Wall Mount | Fiberglass | Type 3, 3R, 4, 4X, 12, 13; IP66 | RAL 7035 | 402 | 351 | 152 | A16P14 A16P14AL | 3.75 | 327 | HJ1614HWLG |  | HOFFMAN |  | UL cUL | https://hoffman.nvent.com/en-ca/products/flat-cover-screws-type-4x-0 | https://hoffman.nvent.com/en-ca/print/pdf/node/127551
Wall Mount | Fiberglass | Type 3, 3R, 4, 4X, 12, 13; IP66 | RAL 7035 | 452 | 402 | 225 | A18P16 A18P16AL | 375 | 378 | HJ1816WLG |  | HOFFMAN |  | UL cUL | https://hoffman.nvent.com/en-ca/products/flat-cover-screws-type-4x-0 | https://hoffman.nvent.com/en-ca/print/pdf/node/127551
Wall Mount | Fiberglass | Type 3, 3R, 4, 4X, 12, 13; IP66 | RAL 7035 | 452 | 402 | 225 | A18P16 A18P16AL | 425 | 378 | HJ1816HWLG |  | HOFFMAN |  | UL cUL | https://hoffman.nvent.com/en-ca/products/flat-cover-screws-type-4x-0 | https://hoffman.nvent.com/en-ca/print/pdf/node/127551
Wall Mount | Fiberglass | Type 3, 3R, 4, 4X, 12, 13; IP66 | RAL 7035 | 145 | 145 | 103 | A6P6 A6P6AL | 124 | 124 | HJ606WLG |  | HOFFMAN |  | UL cUL | https://hoffman.nvent.com/en-ca/products/flat-cover-screws-type-4x-0 | https://hoffman.nvent.com/en-ca/print/pdf/node/127551
Wall Mount | Fiberglass | Type 3, 3R, 4, 4X, 12, 13; IP66 | RAL 7035 | 145 | 145 | 103 | A6P6 A6P6AL | 124 | 124 | HJ606HWLG |  | HOFFMAN |  | UL cUL | https://hoffman.nvent.com/en-ca/products/flat-cover-screws-type-4x-0 | https://hoffman.nvent.com/en-ca/print/pdf/node/127551
Wall Mount | Fiberglass | Type 3, 3R, 4, 4X, 12, 13; IP66 | RAL 7035 | 196 | 145 | 103 | A8P6 A8P6AL | 171 | 124 | HJ806WLG |  | HOFFMAN |  | UL cUL | https://hoffman.nvent.com/en-ca/products/flat-cover-screws-type-4x-0 | https://hoffman.nvent.com/en-ca/print/pdf/node/127551
Wall Mount | Fiberglass | Type 3, 3R, 4, 4X, 12, 13; IP66 | RAL 7035 | 196 | 145 | 103 | A8P6 A8P6AL | 171 | 124 | HJ806HWLG |  | HOFFMAN |  | UL cUL | https://hoffman.nvent.com/en-ca/products/flat-cover-screws-type-4x-0 | https://hoffman.nvent.com/en-ca/print/pdf/node/127551
Wall Mount | Fiberglass | Type 3, 3R, 4, 4X, 12, 13; IP66 | RAL 7035 | 247 | 183 | 109 | A10P8 A10P8AL | 222 | 102 | HJ1008WLG |  | HOFFMAN |  | UL cUL | https://hoffman.nvent.com/en-ca/products/flat-cover-screws-type-4x-0 | https://hoffman.nvent.com/en-ca/print/pdf/node/127551
Wall Mount | Fiberglass | Type 3, 3R, 4, 4X, 12, 13; IP66 | RAL 7035 | 247 | 183 | 109 | A10P8 A10P8AL | 222 | 102 | HJ1008HWLG |  | HOFFMAN |  | UL cUL | https://hoffman.nvent.com/en-ca/products/flat-cover-screws-type-4x-0 | https://hoffman.nvent.com/en-ca/print/pdf/node/127551
Wall Mount | Mild Steel | Type 4, 12, Type 13; IP66 | ANSI 61 | 508 | 559 | 203 | CP2020 CP2020G | 462 | 462 | CDSC20228 | FALSE | HOFFMAN |  | UL cUL | https://hoffman.nvent.com/en-ca/products/concept-disconnect-enclosure-type-4-0 | https://hoffman.nvent.com/en-ca/print/pdf/node/124581
Wall Mount | Mild Steel | Type 4, 12, Type 13; IP66 | RAL 7035 | 508 | 559 | 203 | CP2020 CP2020G | 462 | 462 | CDSC20228LG | FALSE | HOFFMAN |  | UL cUL | https://hoffman.nvent.com/en-ca/products/concept-disconnect-enclosure-type-4-0 | https://hoffman.nvent.com/en-ca/print/pdf/node/124581
Wall Mount | Mild Steel | Type 4, 12, Type 13; IP66 | ANSI 61 | 610 | 559 | 203 | CP2420 CP2420G | 564 | 462 | CDSC24228 | FALSE | HOFFMAN |  | UL cUL | https://hoffman.nvent.com/en-ca/products/concept-disconnect-enclosure-type-4-0 | https://hoffman.nvent.com/en-ca/print/pdf/node/124581
Wall Mount | Mild Steel | Type 4, 12, Type 13; IP66 | RAL 7035 | 610 | 559 | 203 | CP2420 CP2420G | 564 | 462 | CDSC24228LG | FALSE | HOFFMAN |  | UL cUL | https://hoffman.nvent.com/en-ca/products/concept-disconnect-enclosure-type-4-0 | https://hoffman.nvent.com/en-ca/print/pdf/node/124581
Wall Mount | Mild Steel | Type 4, 12, Type 13; IP66 | ANSI 61 | 610 | 660 | 203 | CP2424 CP2424G | 564 | 564 | CDSC24268 | FALSE | HOFFMAN |  | UL cUL | https://hoffman.nvent.com/en-ca/products/concept-disconnect-enclosure-type-4-0 | https://hoffman.nvent.com/en-ca/print/pdf/node/124581
Wall Mount | Mild Steel | Type 4, 12, Type 13; IP66 | RAL 7035 | 610 | 660 | 203 | CP2424 CP2424G | 564 | 564 | CDSC24268LG | FALSE | HOFFMAN |  | UL cUL | https://hoffman.nvent.com/en-ca/products/concept-disconnect-enclosure-type-4-0 | https://hoffman.nvent.com/en-ca/print/pdf/node/124581
Wall Mount | Mild Steel | Type 4, 12, Type 13; IP66 | ANSI 61 | 762 | 660 | 203 | CP3024 CP3024G | 716 | 564 | CDSC30268 | FALSE | HOFFMAN |  | UL cUL | https://hoffman.nvent.com/en-ca/products/concept-disconnect-enclosure-type-4-0 | https://hoffman.nvent.com/en-ca/print/pdf/node/124581
Wall Mount | Mild Steel | Type 4, 12, Type 13; IP66 | RAL 7035 | 762 | 660 | 203 | CP3024 CP3024G | 716 | 564 | CDSC30268LG | FALSE | HOFFMAN |  | UL cUL | https://hoffman.nvent.com/en-ca/products/concept-disconnect-enclosure-type-4-0 | https://hoffman.nvent.com/en-ca/print/pdf/node/124581
Wall Mount | Mild Steel | Type 4, 12, Type 13; IP66 | ANSI 61 | 914 | 660 | 203 | CP3624 CP3624G | 869 | 564 | CDSC36268 | FALSE | HOFFMAN |  | UL cUL | https://hoffman.nvent.com/en-ca/products/concept-disconnect-enclosure-type-4-0 | https://hoffman.nvent.com/en-ca/print/pdf/node/124581
Wall Mount | Mild Steel | Type 4, 12, Type 13; IP66 | RAL 7035 | 914 | 660 | 203 | CP3624 CP3624G | 869 | 564 | CDSC36268LG | FALSE | HOFFMAN |  | UL cUL | https://hoffman.nvent.com/en-ca/products/concept-disconnect-enclosure-type-4-0 | https://hoffman.nvent.com/en-ca/print/pdf/node/124581
Wall Mount | Mild Steel | Type 4, 12, Type 13; IP66 | ANSI 61 | 914 | 813 | 203 | CP3630 CP3630G | 869 | 716 | CDSC36328 | FALSE | HOFFMAN |  | UL cUL | https://hoffman.nvent.com/en-ca/products/concept-disconnect-enclosure-type-4-0 | https://hoffman.nvent.com/en-ca/print/pdf/node/124581
Wall Mount | Mild Steel | Type 4, 12, Type 13; IP66 | RAL 7035 | 914 | 813 | 203 | CP3630 CP3630G | 869 | 716 | CDSC36328LG | FALSE | HOFFMAN |  | UL cUL | https://hoffman.nvent.com/en-ca/products/concept-disconnect-enclosure-type-4-0 | https://hoffman.nvent.com/en-ca/print/pdf/node/124581
Wall Mount | Mild Steel | Type 4, 12, Type 13; IP66 | ANSI 61 | 1067 | 813 | 305 | CP4230 CP4230G | 1021 | 716 | CDSC423212 | FALSE | HOFFMAN |  | UL cUL | https://hoffman.nvent.com/en-ca/products/concept-disconnect-enclosure-type-4-0 | https://hoffman.nvent.com/en-ca/print/pdf/node/124581
Wall Mount | Mild Steel | Type 4, 12, Type 13; IP66 | RAL 7035 | 1067 | 813 | 305 | CP4230 CP4230G | 1021 | 716 | CDSC423212LG | FALSE | HOFFMAN |  | UL cUL | https://hoffman.nvent.com/en-ca/products/concept-disconnect-enclosure-type-4-0 | https://hoffman.nvent.com/en-ca/print/pdf/node/124581
Wall Mount | Mild Steel | Type 4, 12, Type 13; IP66 | ANSI 61 | 1067 | 965 | 305 | CP4236 CP4236G | 1021 | 869 | CDSC423812 | FALSE | HOFFMAN |  | UL cUL | https://hoffman.nvent.com/en-ca/products/concept-disconnect-enclosure-type-4-0 | https://hoffman.nvent.com/en-ca/print/pdf/node/124581
Wall Mount | Mild Steel | Type 4, 12, Type 13; IP66 | RAL 7035 | 1067 | 965 | 305 | CP4236 CP4236G | 1021 | 869 | CDSC423812LG | FALSE | HOFFMAN |  | UL cUL | https://hoffman.nvent.com/en-ca/products/concept-disconnect-enclosure-type-4-0 | https://hoffman.nvent.com/en-ca/print/pdf/node/124581
Wall Mount | Mild Steel | Type 4, 12, Type 13; IP66 | ANSI 61 | 1219 | 965 | 305 | CP4836 CP4836G | 1173 | 869 | CDSC483812 | FALSE | HOFFMAN |  | UL cUL | https://hoffman.nvent.com/en-ca/products/concept-disconnect-enclosure-type-4-0 | https://hoffman.nvent.com/en-ca/print/pdf/node/124581
Wall Mount | Mild Steel | Type 4, 12, Type 13; IP66 | RAL 7035 | 1219 | 965 | 305 | CP4836 CP4836G | 1173 | 869 | CDSC483812LG | FALSE | HOFFMAN |  | UL cUL | https://hoffman.nvent.com/en-ca/products/concept-disconnect-enclosure-type-4-0 | https://hoffman.nvent.com/en-ca/print/pdf/node/124581
Wall Mount | Mild Steel | Type 4, 12, Type 13; IP66 | ANSI 61 | 1524 | 965 | 305 | CP6036 CP6036G | 1478 | 869 | CDSC603812 | FALSE | HOFFMAN |  | UL cUL | https://hoffman.nvent.com/en-ca/products/concept-disconnect-enclosure-type-4-0 | https://hoffman.nvent.com/en-ca/print/pdf/node/124581
Wall Mount | Mild Steel | Type 4, 12, Type 13; IP66 | RAL 7035 | 1524 | 965 | 305 | CP6036 CP6036G | 1478 | 869 | CDSC603812LG | FALSE | HOFFMAN |  | UL cUL | https://hoffman.nvent.com/en-ca/products/concept-disconnect-enclosure-type-4-0 | https://hoffman.nvent.com/en-ca/print/pdf/node/124581
Wall Mount | Mild Steel | Type 4, 12, Type 13; IP66 | ANSI 61 | 914 | 813 | 406 | CP3630 CP3630G | 869 | 716 | CDSC363216 | FALSE | HOFFMAN |  | UL cUL | https://hoffman.nvent.com/en-ca/products/concept-disconnect-enclosure-type-4-0 | https://hoffman.nvent.com/en-ca/print/pdf/node/124581
Wall Mount | Mild Steel | Type 4, 12, Type 13; IP66 | RAL 7035 | 914 | 813 | 406 | CP3630 CP3630G | 869 | 716 | CDSC363216LG | FALSE | HOFFMAN |  | UL cUL | https://hoffman.nvent.com/en-ca/products/concept-disconnect-enclosure-type-4-0 | https://hoffman.nvent.com/en-ca/print/pdf/node/124581
Wall Mount | Mild Steel | Type 4, 12, Type 13; IP66 | ANSI 61 | 1067 | 813 | 406 | CP4230 CP4230G | 1021 | 716 | CDSC423216 | FALSE | HOFFMAN |  | UL cUL | https://hoffman.nvent.com/en-ca/products/concept-disconnect-enclosure-type-4-0 | https://hoffman.nvent.com/en-ca/print/pdf/node/124581
Wall Mount | Mild Steel | Type 4, 12, Type 13; IP66 | RAL 7035 | 1067 | 813 | 406 | CP4230 CP4230G | 1021 | 716 | CDSC423216LG | FALSE | HOFFMAN |  | UL cUL | https://hoffman.nvent.com/en-ca/products/concept-disconnect-enclosure-type-4-0 | https://hoffman.nvent.com/en-ca/print/pdf/node/124581
Wall Mount | Mild Steel | Type 4, 12, Type 13; IP66 | ANSI 61 | 1067 | 965 | 406 | CP4236 CP4236G | 1021 | 869 | CDSC423816 | FALSE | HOFFMAN |  | UL cUL | https://hoffman.nvent.com/en-ca/products/concept-disconnect-enclosure-type-4-0 | https://hoffman.nvent.com/en-ca/print/pdf/node/124581
Wall Mount | Mild Steel | Type 4, 12, Type 13; IP66 | RAL 7035 | 1067 | 965 | 406 | CP4236 CP4236G | 1021 | 869 | CDSC423816LG | FALSE | HOFFMAN |  | UL cUL | https://hoffman.nvent.com/en-ca/products/concept-disconnect-enclosure-type-4-0 | https://hoffman.nvent.com/en-ca/print/pdf/node/124581
Wall Mount | Mild Steel | Type 4, 12, Type 13; IP66 | ANSI 61 | 1219 | 965 | 406 | CP4836 CP4836G | 1173 | 869 | CDSC483816 | FALSE | HOFFMAN |  | UL cUL | https://hoffman.nvent.com/en-ca/products/concept-disconnect-enclosure-type-4-0 | https://hoffman.nvent.com/en-ca/print/pdf/node/124581
Wall Mount | Mild Steel | Type 4, 12, Type 13; IP66 | RAL 7035 | 1219 | 965 | 406 | CP4836 CP4836G | 1173 | 869 | CDSC483816LG | FALSE | HOFFMAN |  | UL cUL | https://hoffman.nvent.com/en-ca/products/concept-disconnect-enclosure-type-4-0 | https://hoffman.nvent.com/en-ca/print/pdf/node/124581
Wall Mount | Mild Steel | Type 4, 12, Type 13; IP66 | ANSI 61 | 1524 | 965 | 406 | CP6036 CP6036G | 1478 | 869 | CDSC603816 | FALSE | HOFFMAN |  | UL cUL | https://hoffman.nvent.com/en-ca/products/concept-disconnect-enclosure-type-4-0 | https://hoffman.nvent.com/en-ca/print/pdf/node/124581
Wall Mount | Mild Steel | Type 4, 12, Type 13; IP66 | RAL 7035 | 1524 | 965 | 406 | CP6036 CP6036G | 1478 | 869 | CDSC603816LG | FALSE | HOFFMAN |  | UL cUL | https://hoffman.nvent.com/en-ca/products/concept-disconnect-enclosure-type-4-0 | https://hoffman.nvent.com/en-ca/print/pdf/node/124581
Wall Mount | Stainless Steel 304 | Type 3R, 4, 4X, 12, 13; IP66 | Unpainted | 305 | 305 | 152 | CP1212 | 259 | 259 | CSD12126WSS | TRUE | HOFFMAN |  | UL cUL | https://hoffman.nvent.com/en-ca/products/concept-stainless-steel-wallmount-window-door-type-4x | https://hoffman.nvent.com/en-ca/print/pdf/node/129331
Wall Mount | Stainless Steel 304 | Type 3R, 4, 4X, 12, 13; IP66 | Unpainted | 406 | 305 | 254 | CP1612 | 361 | 259 | CSD161210WSS | TRUE | HOFFMAN |  | UL cUL | https://hoffman.nvent.com/en-ca/products/concept-stainless-steel-wallmount-window-door-type-4x | https://hoffman.nvent.com/en-ca/print/pdf/node/129331
Wall Mount | Stainless Steel 304 | Type 3R, 4, 4X, 12, 13; IP66 | Unpainted | 406 | 305 | 152 | CP1612 | 361 | 259 | CSD16126WSS | TRUE | HOFFMAN |  | UL cUL | https://hoffman.nvent.com/en-ca/products/concept-stainless-steel-wallmount-window-door-type-4x | https://hoffman.nvent.com/en-ca/print/pdf/node/129331
Wall Mount | Stainless Steel 304 | Type 3R, 4, 4X, 12, 13; IP66 | Unpainted | 508 | 406 | 254 | CP2016 | 462 | 361 | CSD201610WSS | TRUE | HOFFMAN |  | UL cUL | https://hoffman.nvent.com/en-ca/products/concept-stainless-steel-wallmount-window-door-type-4x | https://hoffman.nvent.com/en-ca/print/pdf/node/129331
Wall Mount | Stainless Steel 304 | Type 3R, 4, 4X, 12, 13; IP66 | Unpainted | 508 | 406 | 152 | CP2016 | 462 | 361 | CSD20166WSS | TRUE | HOFFMAN |  | UL cUL | https://hoffman.nvent.com/en-ca/products/concept-stainless-steel-wallmount-window-door-type-4x | https://hoffman.nvent.com/en-ca/print/pdf/node/129331
Wall Mount | Stainless Steel 304 | Type 3R, 4, 4X, 12, 13; IP66 | Unpainted | 508 | 406 | 203 | CP2016 | 462 | 361 | CSD20168WSS | TRUE | HOFFMAN |  | UL cUL | https://hoffman.nvent.com/en-ca/products/concept-stainless-steel-wallmount-window-door-type-4x | https://hoffman.nvent.com/en-ca/print/pdf/node/129331
Wall Mount | Stainless Steel 304 | Type 3R, 4, 4X, 12, 13; IP66 | Unpainted | 508 | 508 | 254 | CP2020 | 462 | 462 | CSD202010WSS | TRUE | HOFFMAN |  | UL cUL | https://hoffman.nvent.com/en-ca/products/concept-stainless-steel-wallmount-window-door-type-4x | https://hoffman.nvent.com/en-ca/print/pdf/node/129331
Wall Mount | Stainless Steel 304 | Type 3R, 4, 4X, 12, 13; IP66 | Unpainted | 508 | 508 | 152 | CP2020 | 462 | 462 | CSD20206WSS | TRUE | HOFFMAN |  | UL cUL | https://hoffman.nvent.com/en-ca/products/concept-stainless-steel-wallmount-window-door-type-4x | https://hoffman.nvent.com/en-ca/print/pdf/node/129331
Wall Mount | Stainless Steel 304 | Type 3R, 4, 4X, 12, 13; IP66 | Unpainted | 508 | 508 | 203 | CP2020 | 462 | 462 | CSD20208WSS | TRUE | HOFFMAN |  | UL cUL | https://hoffman.nvent.com/en-ca/products/concept-stainless-steel-wallmount-window-door-type-4x | https://hoffman.nvent.com/en-ca/print/pdf/node/129331
Wall Mount | Stainless Steel 304 | Type 3R, 4, 4X, 12, 13; IP66 | Unpainted | 610 | 508 | 254 | CP2420 | 564 | 462 | CSD242010WSS | TRUE | HOFFMAN |  | UL cUL | https://hoffman.nvent.com/en-ca/products/concept-stainless-steel-wallmount-window-door-type-4x | https://hoffman.nvent.com/en-ca/print/pdf/node/129331
Wall Mount | Stainless Steel 304 | Type 3R, 4, 4X, 12, 13; IP66 | Unpainted | 610 | 508 | 203 | CP2420 | 564 | 462 | CSD24208WSS | TRUE | HOFFMAN |  | UL cUL | https://hoffman.nvent.com/en-ca/products/concept-stainless-steel-wallmount-window-door-type-4x | https://hoffman.nvent.com/en-ca/print/pdf/node/129331
Wall Mount | Stainless Steel 304 | Type 3R, 4, 4X, 12, 13; IP66 | Unpainted | 508 | 508 | 305 | CP2020 | 462 | 462 | CSD202012WSS | TRUE | HOFFMAN |  | UL cUL | https://hoffman.nvent.com/en-ca/products/concept-stainless-steel-wallmount-window-door-type-4x | https://hoffman.nvent.com/en-ca/print/pdf/node/129331
Wall Mount | Stainless Steel 304 | Type 3R, 4, 4X, 12, 13; IP66 | Unpainted | 610 | 610 | 254 | CP2424 | 564 | 564 | CSD242410WSS | TRUE | HOFFMAN |  | UL cUL | https://hoffman.nvent.com/en-ca/products/concept-stainless-steel-wallmount-window-door-type-4x | https://hoffman.nvent.com/en-ca/print/pdf/node/129331
Wall Mount | Stainless Steel 304 | Type 3R, 4, 4X, 12, 13; IP66 | Unpainted | 610 | 610 | 203 | CP2424 | 564 | 564 | CSD24248WSS | TRUE | HOFFMAN |  | UL cUL | https://hoffman.nvent.com/en-ca/products/concept-stainless-steel-wallmount-window-door-type-4x | https://hoffman.nvent.com/en-ca/print/pdf/node/129331
Wall Mount | Stainless Steel 304 | Type 3R, 4, 4X, 12, 13; IP66 | Unpainted | 762 | 610 | 254 | CP3024 | 716 | 564 | CSD302410WSS | TRUE | HOFFMAN |  | UL cUL | https://hoffman.nvent.com/en-ca/products/concept-stainless-steel-wallmount-window-door-type-4x | https://hoffman.nvent.com/en-ca/print/pdf/node/129331
Wall Mount | Stainless Steel 304 | Type 3R, 4, 4X, 12, 13; IP66 | Unpainted | 762 | 610 | 305 | CP3024 | 716 | 564 | CSD302412WSS | TRUE | HOFFMAN |  | UL cUL | https://hoffman.nvent.com/en-ca/products/concept-stainless-steel-wallmount-window-door-type-4x | https://hoffman.nvent.com/en-ca/print/pdf/node/129331
Wall Mount | Stainless Steel 304 | Type 3R, 4, 4X, 12, 13; IP66 | Unpainted | 762 | 610 | 203 | CP3024 | 716 | 564 | CSD30248WSS | TRUE | HOFFMAN |  | UL cUL | https://hoffman.nvent.com/en-ca/products/concept-stainless-steel-wallmount-window-door-type-4x | https://hoffman.nvent.com/en-ca/print/pdf/node/129331
Wall Mount | Mild Steel | Type 4, 12, 13; IP66 | RAL 7035 | 1000 | 1000 | 300 |  | 955 | 955 | M10001000300G | FALSE | HOFFMAN |  | UL cUL | https://hoffman.nvent.com/en-ca/products/medium-gl66-series-wall-mount-enclosures-0 | https://hoffman.nvent.com/en-ca/print/pdf/node/125861
Wall Mount | Mild Steel | Type 4, 12, 13; IP66 | RAL 7035 | 1400 | 1000 | 300 |  | 1355 | 955 | M14001000300G | FALSE | HOFFMAN |  | UL cUL | https://hoffman.nvent.com/en-ca/products/medium-gl66-series-wall-mount-enclosures-0 | https://hoffman.nvent.com/en-ca/print/pdf/node/125861
Wall Mount | Mild Steel | Type 4, 12, 13; IP66 | RAL 7035 | 1000 | 600 | 250 |  | 955 | 555 | M1000600250G | FALSE | HOFFMAN |  | UL cUL | https://hoffman.nvent.com/en-ca/products/medium-gl66-series-wall-mount-enclosures-0 | https://hoffman.nvent.com/en-ca/print/pdf/node/125861
Wall Mount | Mild Steel | Type 4, 12, 13; IP66 | RAL 7035 | 1000 | 800 | 300 |  | 955 | 555 | M1000800300G | FALSE | HOFFMAN |  | UL cUL | https://hoffman.nvent.com/en-ca/products/medium-gl66-series-wall-mount-enclosures-0 | https://hoffman.nvent.com/en-ca/print/pdf/node/125861
Wall Mount | Mild Steel | Type 4, 12, 13; IP66 | RAL 7035 | 1000 | 800 | 400 |  | 955 | 755 | M1000800400G | FALSE | HOFFMAN |  | UL cUL | https://hoffman.nvent.com/en-ca/products/medium-gl66-series-wall-mount-enclosures-0 | https://hoffman.nvent.com/en-ca/print/pdf/node/125861
Wall Mount | Mild Steel | Type 4, 12, 13; IP66 | RAL 7035 | 1200 | 800 | 300 |  | 1155 | 755 | M1200800300G | FALSE | HOFFMAN |  | UL cUL | https://hoffman.nvent.com/en-ca/products/medium-gl66-series-wall-mount-enclosures-0 | https://hoffman.nvent.com/en-ca/print/pdf/node/125861
Wall Mount | Mild Steel | Type 4, 12, 13; IP66 | RAL 7035 | 1200 | 800 | 400 |  | 1155 | 755 | M1200800400G | FALSE | HOFFMAN |  | UL cUL | https://hoffman.nvent.com/en-ca/products/medium-gl66-series-wall-mount-enclosures-0 | https://hoffman.nvent.com/en-ca/print/pdf/node/125861
Wall Mount | Mild Steel | Type 4, 12, 13; IP66 | RAL 7035 | 300 | 200 | 150 |  | 255 | 155 | M300200150 | FALSE | HOFFMAN |  | UL cUL | https://hoffman.nvent.com/en-ca/products/medium-gl66-series-wall-mount-enclosures-0 | https://hoffman.nvent.com/en-ca/print/pdf/node/125861
Wall Mount | Mild Steel | Type 4, 12, 13; IP66 | RAL 7035 | 300 | 300 | 225 |  | 255 | 255 | M300300225G | FALSE | HOFFMAN |  | UL cUL | https://hoffman.nvent.com/en-ca/products/medium-gl66-series-wall-mount-enclosures-0 | https://hoffman.nvent.com/en-ca/print/pdf/node/125861
Wall Mount | Mild Steel | Type 4, 12, 13; IP66 | RAL 7035 | 300 | 400 | 225 |  | 255 | 355 | M300400225G | FALSE | HOFFMAN |  | UL cUL | https://hoffman.nvent.com/en-ca/products/medium-gl66-series-wall-mount-enclosures-0 | https://hoffman.nvent.com/en-ca/print/pdf/node/125861
Wall Mount | Mild Steel | Type 4, 12, 13; IP66 | RAL 7035 | 400 | 300 | 225 |  | 355 | 255 | M400300225G | FALSE | HOFFMAN |  | UL cUL | https://hoffman.nvent.com/en-ca/products/medium-gl66-series-wall-mount-enclosures-0 | https://hoffman.nvent.com/en-ca/print/pdf/node/125861
Wall Mount | Mild Steel | Type 4, 12, 13; IP66 | RAL 7035 | 400 | 400 | 225 |  | 355 | 355 | M400400225G | FALSE | HOFFMAN |  | UL cUL | https://hoffman.nvent.com/en-ca/products/medium-gl66-series-wall-mount-enclosures-0 | https://hoffman.nvent.com/en-ca/print/pdf/node/125861
Wall Mount | Mild Steel | Type 4, 12, 13; IP66 | RAL 7035 | 500 | 400 | 225 |  | 455 | 355 | M500400225G | FALSE | HOFFMAN |  | UL cUL | https://hoffman.nvent.com/en-ca/products/medium-gl66-series-wall-mount-enclosures-0 | https://hoffman.nvent.com/en-ca/print/pdf/node/125861
Wall Mount | Mild Steel | Type 4, 12, 13; IP66 | RAL 7035 | 500 | 500 | 225 |  | 455 | 455 | M500500225G | FALSE | HOFFMAN |  | UL cUL | https://hoffman.nvent.com/en-ca/products/medium-gl66-series-wall-mount-enclosures-0 | https://hoffman.nvent.com/en-ca/print/pdf/node/125861
Wall Mount | Mild Steel | Type 4, 12, 13; IP66 | RAL 7035 | 1200 | 1000 | 300 |  | 1155 | 955 | M12001000300G | FALSE | HOFFMAN |  | UL cUL | https://hoffman.nvent.com/en-ca/products/medium-gl66-series-wall-mount-enclosures-0 | https://hoffman.nvent.com/en-ca/print/pdf/node/125861
Wall Mount | Mild Steel | Type 4, 12, 13; IP66 | RAL 7035 | 500 | 500 | 300 |  | 455 | 455 | M500500300G | FALSE | HOFFMAN |  | UL cUL | https://hoffman.nvent.com/en-ca/products/medium-gl66-series-wall-mount-enclosures-0 | https://hoffman.nvent.com/en-ca/print/pdf/node/125861
Wall Mount | Mild Steel | Type 4, 12, 13; IP66 | RAL 7035 | 600 | 400 | 225 |  | 555 | 355 | M600400225G | FALSE | HOFFMAN |  | UL cUL | https://hoffman.nvent.com/en-ca/products/medium-gl66-series-wall-mount-enclosures-0 | https://hoffman.nvent.com/en-ca/print/pdf/node/125861
Wall Mount | Mild Steel | Type 4, 12, 13; IP66 | RAL 7035 | 600 | 400 | 350 |  | 555 | 355 | M600400350G | FALSE | HOFFMAN |  | UL cUL | https://hoffman.nvent.com/en-ca/products/medium-gl66-series-wall-mount-enclosures-0 | https://hoffman.nvent.com/en-ca/print/pdf/node/125861
Wall Mount | Mild Steel | Type 4, 12, 13; IP66 | RAL 7035 | 600 | 600 | 225 |  | 555 | 555 | M600600225G | FALSE | HOFFMAN |  | UL cUL | https://hoffman.nvent.com/en-ca/products/medium-gl66-series-wall-mount-enclosures-0 | https://hoffman.nvent.com/en-ca/print/pdf/node/125861
Wall Mount | Mild Steel | Type 4, 12, 13; IP66 | RAL 7035 | 600 | 600 | 350 |  | 555 | 555 | M600600350G | FALSE | HOFFMAN |  | UL cUL | https://hoffman.nvent.com/en-ca/products/medium-gl66-series-wall-mount-enclosures-0 | https://hoffman.nvent.com/en-ca/print/pdf/node/125861
Wall Mount | Mild Steel | Type 4, 12, 13; IP66 | RAL 7035 | 700 | 500 | 250 |  | 655 | 455 | M700500250G | FALSE | HOFFMAN |  | UL cUL | https://hoffman.nvent.com/en-ca/products/medium-gl66-series-wall-mount-enclosures-0 | https://hoffman.nvent.com/en-ca/print/pdf/node/125861
Wall Mount | Mild Steel | Type 4, 12, 13; IP66 | RAL 7035 | 800 | 600 | 250 |  | 755 | 555 | M800600250G | FALSE | HOFFMAN |  | UL cUL | https://hoffman.nvent.com/en-ca/products/medium-gl66-series-wall-mount-enclosures-0 | https://hoffman.nvent.com/en-ca/print/pdf/node/125861
Wall Mount | Mild Steel | Type 4, 12, 13; IP66 | RAL 7035 | 800 | 600 | 350 |  | 755 | 555 | M800600350G | FALSE | HOFFMAN |  | UL cUL | https://hoffman.nvent.com/en-ca/products/medium-gl66-series-wall-mount-enclosures-0 | https://hoffman.nvent.com/en-ca/print/pdf/node/125861
Wall Mount | Mild Steel | Type 4, 12, 13; IP66 | RAL 7035 | 800 | 800 | 225 |  | 755 | 755 | M800800225G | FALSE | HOFFMAN |  | UL cUL | https://hoffman.nvent.com/en-ca/products/medium-gl66-series-wall-mount-enclosures-0 | https://hoffman.nvent.com/en-ca/print/pdf/node/125861
Wall Mount | Mild Steel | Type 4, 12, 13; IP66 | RAL 7035 | 800 | 800 | 300 |  | 755 | 755 | M800800300G | FALSE | HOFFMAN |  | UL cUL | https://hoffman.nvent.com/en-ca/products/medium-gl66-series-wall-mount-enclosures-0 | https://hoffman.nvent.com/en-ca/print/pdf/node/125861
Wall Mount | Mild Steel | Type 4, 12, 13; IP66 | RAL 7035 | 800 | 1000 | 300 |  | 755 | 955 | M8001000300G | FALSE | HOFFMAN |  | UL cUL | https://hoffman.nvent.com/en-ca/products/medium-gl66-series-wall-mount-enclosures-0 | https://hoffman.nvent.com/en-ca/print/pdf/node/125861
Wall Mount | Fiberglass | Type 3, 3R, 4, 4X, 12, 13; IP66 | RAL 7035 | 297 | 246 | 117 | A12P10 A12P10AL | 273 | 226 | HJ1210HWPL2LG |  | HOFFMAN |  | UL cUL | https://hoffman.nvent.com/en-ca/products/flat-cover-latches-type-4x-0 | https://hoffman.nvent.com/en-ca/print/pdf/node/127546
Wall Mount | Fiberglass | Type 3, 3R, 4, 4X, 12, 13; IP66 | RAL 7035 | 297 | 246 | 117 | A12P10 A12P10AL | 273 | 226 | HJB1210HWPL2LG |  | HOFFMAN |  | UL cUL | https://hoffman.nvent.com/en-ca/products/flat-cover-latches-type-4x-0 | https://hoffman.nvent.com/en-ca/print/pdf/node/127546
Wall Mount | Fiberglass | Type 3, 3R, 4, 4X, 12, 13; IP66 | RAL 7035 | 351 | 300 | 152 | A14P12 A14P12AL | 324 | 276 | HJ1412HWPL2LG |  | HOFFMAN |  | UL cUL | https://hoffman.nvent.com/en-ca/products/flat-cover-latches-type-4x-0 | https://hoffman.nvent.com/en-ca/print/pdf/node/127546
Wall Mount | Fiberglass | Type 3, 3R, 4, 4X, 12, 13; IP66 | RAL 7035 | 351 | 300 | 152 | A14P12 A14P12AL | 324 | 276 | HJB1412HWPL2LG |  | HOFFMAN |  | UL cUL | https://hoffman.nvent.com/en-ca/products/flat-cover-latches-type-4x-0 | https://hoffman.nvent.com/en-ca/print/pdf/node/127546
Wall Mount | Fiberglass | Type 3, 3R, 4, 4X, 12, 13; IP66 | RAL 7035 | 402 | 351 | 152 | A16P14 A16P14AL | 375 | 327 | HJ1614HWPL2LG |  | HOFFMAN |  | UL cUL | https://hoffman.nvent.com/en-ca/products/flat-cover-latches-type-4x-0 | https://hoffman.nvent.com/en-ca/print/pdf/node/127546
Wall Mount | Fiberglass | Type 3, 3R, 4, 4X, 12, 13; IP66 | RAL 7035 | 402 | 351 | 152 | A16P14 A16P14AL | 375 | 327 | HJB1614HWPL2LG |  | HOFFMAN |  | UL cUL | https://hoffman.nvent.com/en-ca/products/flat-cover-latches-type-4x-0 | https://hoffman.nvent.com/en-ca/print/pdf/node/127546
Wall Mount | Fiberglass | Type 3, 3R, 4, 4X, 12, 13; IP66 | RAL 7035 | 452 | 402 | 225 | A18P16 A18P16AL | 425 | 378 | HJ1816HWPL2LG |  | HOFFMAN |  | UL cUL | https://hoffman.nvent.com/en-ca/products/flat-cover-latches-type-4x-0 | https://hoffman.nvent.com/en-ca/print/pdf/node/127546
Wall Mount | Fiberglass | Type 3, 3R, 4, 4X, 12, 13; IP66 | RAL 7035 | 452 | 402 | 225 | A18P16 A18P16AL | 425 | 378 | HJB1816HWPL2LG |  | HOFFMAN |  | UL cUL | https://hoffman.nvent.com/en-ca/products/flat-cover-latches-type-4x-0 | https://hoffman.nvent.com/en-ca/print/pdf/node/127546
Wall Mount | Fiberglass | Type 3, 3R, 4, 4X, 12, 13; IP66 | RAL 7035 | 145 | 145 | 103 | A6P6 A6P6AL | 124 | 124 | HJ606HWPL1LG |  | HOFFMAN |  | UL cUL | https://hoffman.nvent.com/en-ca/products/flat-cover-latches-type-4x-0 | https://hoffman.nvent.com/en-ca/print/pdf/node/127546
Wall Mount | Fiberglass | Type 3, 3R, 4, 4X, 12, 13; IP66 | RAL 7035 | 145 | 145 | 103 | A6P6 A6P6AL | 124 | 124 | HJB606HWPL1LG |  | HOFFMAN |  | UL cUL | https://hoffman.nvent.com/en-ca/products/flat-cover-latches-type-4x-0 | https://hoffman.nvent.com/en-ca/print/pdf/node/127546
Wall Mount | Fiberglass | Type 3, 3R, 4, 4X, 12, 13; IP66 | RAL 7035 | 196 | 145 | 103 | A8P6 A8P6AL | 171 | 124 | HJ806HWPL1LG |  | HOFFMAN |  | UL cUL | https://hoffman.nvent.com/en-ca/products/flat-cover-latches-type-4x-0 | https://hoffman.nvent.com/en-ca/print/pdf/node/127546
Wall Mount | Fiberglass | Type 3, 3R, 4, 4X, 12, 13; IP66 | RAL 7035 | 196 | 145 | 103 | A8P6 A8P6AL | 171 | 124 | HJB806HWPL1LG |  | HOFFMAN |  | UL cUL | https://hoffman.nvent.com/en-ca/products/flat-cover-latches-type-4x-0 | https://hoffman.nvent.com/en-ca/print/pdf/node/127546
Wall Mount | Fiberglass | Type 3, 3R, 4, 4X, 12, 13; IP66 | RAL 7035 | 247 | 183 | 109 | A10P8 A10P8AL | 222 | 102 | HJ1008HWPL1LG |  | HOFFMAN |  | UL cUL | https://hoffman.nvent.com/en-ca/products/flat-cover-latches-type-4x-0 | https://hoffman.nvent.com/en-ca/print/pdf/node/127546
Wall Mount | Fiberglass | Type 3, 3R, 4, 4X, 12, 13; IP66 | RAL 7035 | 247 | 183 | 109 | A10P8 A10P8AL | 222 | 102 | HJB1008HWPL1LG |  | HOFFMAN |  | UL cUL | https://hoffman.nvent.com/en-ca/products/flat-cover-latches-type-4x-0 | https://hoffman.nvent.com/en-ca/print/pdf/node/127546
Wall Mount | Stainless Steel 304 | Type 3R, 4, 4X, 12, 13; IP66 | Unpainted | 914 | 812 | 254 | CP4230 CP4230G | 1021 | 716 | CDSC363210SSR | FALSE | HOFFMAN |  | UL cUL | https://hoffman.nvent.com/en-ca/products/concept-disconnect-quarter-turn-latches-type-4x | https://hoffman.nvent.com/en-ca/print/pdf/node/124591
Wall Mount | Stainless Steel 304 | Type 3R, 4, 4X, 12, 13; IP66 | Unpainted | 914 | 812 | 305 | CP3630 CP3630G | 1478 | 869 | CDSC363212SSR | FALSE | HOFFMAN |  | UL cUL | https://hoffman.nvent.com/en-ca/products/concept-disconnect-quarter-turn-latches-type-4x | https://hoffman.nvent.com/en-ca/print/pdf/node/124591
Wall Mount | Stainless Steel 304 | Type 3R, 4, 4X, 12, 13; IP66 | Unpainted | 914 | 812 | 203 | CP3630 CP3630G | 869 | 716 | CDSC36328SSR | FALSE | HOFFMAN |  | UL cUL | https://hoffman.nvent.com/en-ca/products/concept-disconnect-quarter-turn-latches-type-4x | https://hoffman.nvent.com/en-ca/print/pdf/node/124591
Wall Mount | Stainless Steel 304 | Type 3R, 4, 4X, 12, 13; IP66 | Unpainted | 1067 | 812 | 254 | CP4236 CP4236G | 1021 | 869 | CDSC423210SSR | FALSE | HOFFMAN |  | UL cUL | https://hoffman.nvent.com/en-ca/products/concept-disconnect-quarter-turn-latches-type-4x | https://hoffman.nvent.com/en-ca/print/pdf/node/124591
Wall Mount | Stainless Steel 304 | Type 3R, 4, 4X, 12, 13; IP66 | Unpainted | 1067 | 812 | 305 | CP4230 CP4230G | 1021 | 716 | CDSC423212SSR | FALSE | HOFFMAN |  | UL cUL | https://hoffman.nvent.com/en-ca/products/concept-disconnect-quarter-turn-latches-type-4x | https://hoffman.nvent.com/en-ca/print/pdf/node/124591
Wall Mount | Stainless Steel 304 | Type 3R, 4, 4X, 12, 13; IP66 | Unpainted | 1067 | 812 | 406 | CP4230 CP4230G | 1021 | 716 | CDSC423216SSR | FALSE | HOFFMAN |  | UL cUL | https://hoffman.nvent.com/en-ca/products/concept-disconnect-quarter-turn-latches-type-4x | https://hoffman.nvent.com/en-ca/print/pdf/node/124591
Wall Mount | Stainless Steel 304 | Type 3R, 4, 4X, 12, 13; IP66 | Unpainted | 1067 | 964 | 305 | CP4236 CP4236G | 1021 | 869 | CDSC423812SSR | FALSE | HOFFMAN |  | UL cUL | https://hoffman.nvent.com/en-ca/products/concept-disconnect-quarter-turn-latches-type-4x | https://hoffman.nvent.com/en-ca/print/pdf/node/124591
Wall Mount | Stainless Steel 304 | Type 3R, 4, 4X, 12, 13; IP66 | Unpainted | 1067 | 964 | 406 | CP4236 CP4236G | 1021 | 869 | CDSC423816SSR | FALSE | HOFFMAN |  | UL cUL | https://hoffman.nvent.com/en-ca/products/concept-disconnect-quarter-turn-latches-type-4x | https://hoffman.nvent.com/en-ca/print/pdf/node/124591
Wall Mount | Stainless Steel 304 | Type 3R, 4, 4X, 12, 13; IP66 | Unpainted | 1219 | 964 | 254 | CP4836 CP4836G | 1173 | 869 | CDSC483810SSR | FALSE | HOFFMAN |  | UL cUL | https://hoffman.nvent.com/en-ca/products/concept-disconnect-quarter-turn-latches-type-4x | https://hoffman.nvent.com/en-ca/print/pdf/node/124591
Wall Mount | Stainless Steel 304 | Type 3R, 4, 4X, 12, 13; IP66 | Unpainted | 1219 | 964 | 305 | CP4836 CP4836G | 1173 | 869 | CDSC483812SSR | FALSE | HOFFMAN |  | UL cUL | https://hoffman.nvent.com/en-ca/products/concept-disconnect-quarter-turn-latches-type-4x | https://hoffman.nvent.com/en-ca/print/pdf/node/124591
Wall Mount | Stainless Steel 304 | Type 3R, 4, 4X, 12, 13; IP66 | Unpainted | 1219 | 964 | 406 | CP4836 CP4836G | 1173 | 869 | CDSC483816SSR | FALSE | HOFFMAN |  | UL cUL | https://hoffman.nvent.com/en-ca/products/concept-disconnect-quarter-turn-latches-type-4x | https://hoffman.nvent.com/en-ca/print/pdf/node/124591
Wall Mount | Stainless Steel 304 | Type 3R, 4, 4X, 12, 13; IP66 | Unpainted | 1524 | 964 | 305 | CP6036 CP6036G | 1478 | 869 | CDSC603812SSR | FALSE | HOFFMAN |  | UL cUL | https://hoffman.nvent.com/en-ca/products/concept-disconnect-quarter-turn-latches-type-4x | https://hoffman.nvent.com/en-ca/print/pdf/node/124591
Wall Mount | Stainless Steel 304 | Type 3R, 4, 4X, 12, 13; IP66 | Unpainted | 1524 | 964 | 406 | CP6036 CP6036G | 1478 | 869 | CDSC603816SSR | FALSE | HOFFMAN |  | UL cUL | https://hoffman.nvent.com/en-ca/products/concept-disconnect-quarter-turn-latches-type-4x | https://hoffman.nvent.com/en-ca/print/pdf/node/124591
Wall Mount | Stainless Steel 316L | Type 3R, 4, 4X, 12, 13; IP66 | Unpainted | 914 | 812 | 254 | CP4230 CP4230G | 1021 | 716 | CDSC363210SS6R | FALSE | HOFFMAN |  | UL cUL | https://hoffman.nvent.com/en-ca/products/concept-disconnect-quarter-turn-latches-type-4x | https://hoffman.nvent.com/en-ca/print/pdf/node/124591
Wall Mount | Stainless Steel 316L | Type 3R, 4, 4X, 12, 13; IP66 | Unpainted | 914 | 812 | 305 | CP6036 CP6036G | 869 | 716 | CDSC363212SS6R | FALSE | HOFFMAN |  | UL cUL | https://hoffman.nvent.com/en-ca/products/concept-disconnect-quarter-turn-latches-type-4x | https://hoffman.nvent.com/en-ca/print/pdf/node/124591
Wall Mount | Stainless Steel 316L | Type 3R, 4, 4X, 12, 13; IP66 | Unpainted | 1067 | 812 | 254 | CP4236 CP4236G | 1021 | 869 | CDSC423210SS6R | FALSE | HOFFMAN |  | UL cUL | https://hoffman.nvent.com/en-ca/products/concept-disconnect-quarter-turn-latches-type-4x | https://hoffman.nvent.com/en-ca/print/pdf/node/124591
Wall Mount | Stainless Steel 316L | Type 3R, 4, 4X, 12, 13; IP66 | Unpainted | 1067 | 812 | 406 | CP4230 CP4230G | 1021 | 716 | CDSC423216SS6R | FALSE | HOFFMAN |  | UL cUL | https://hoffman.nvent.com/en-ca/products/concept-disconnect-quarter-turn-latches-type-4x | https://hoffman.nvent.com/en-ca/print/pdf/node/124591
Wall Mount | Stainless Steel 316L | Type 3R, 4, 4X, 12, 13; IP66 | Unpainted | 1067 | 964 | 406 | CP4236 CP4236G | 1021 | 869 | CDSC423816SS6R | FALSE | HOFFMAN |  | UL cUL | https://hoffman.nvent.com/en-ca/products/concept-disconnect-quarter-turn-latches-type-4x | https://hoffman.nvent.com/en-ca/print/pdf/node/124591
Wall Mount | Stainless Steel 316L | Type 3R, 4, 4X, 12, 13; IP66 | Unpainted | 1219 | 964 | 254 | CP4836 CP4836G | 1173 | 869 | CDSC483810SS6R | FALSE | HOFFMAN |  | UL cUL | https://hoffman.nvent.com/en-ca/products/concept-disconnect-quarter-turn-latches-type-4x | https://hoffman.nvent.com/en-ca/print/pdf/node/124591
Wall Mount | Stainless Steel 316L | Type 3R, 4, 4X, 12, 13; IP66 | Unpainted | 1219 | 964 | 406 | CP4836 CP4836G | 1173 | 869 | CDSC483816SS6R | FALSE | HOFFMAN |  | UL cUL | https://hoffman.nvent.com/en-ca/products/concept-disconnect-quarter-turn-latches-type-4x | https://hoffman.nvent.com/en-ca/print/pdf/node/124591
Wall Mount | Stainless Steel 316L | Type 3R, 4, 4X, 12, 13; IP66 | Unpainted | 1524 | 964 | 406 | CP6036 CP6036G | 1478 | 869 | CDSC603816SS6R | FALSE | HOFFMAN |  | UL cUL | https://hoffman.nvent.com/en-ca/products/concept-disconnect-quarter-turn-latches-type-4x | https://hoffman.nvent.com/en-ca/print/pdf/node/124591
Wall Mount | Stainless Steel 316L | Type 3R, 4, 4X, 12, 13; IP66 | Unpainted | 914 | 812 | 203 | CP3630 CP3630G | 869 | 716 | CDSC36328SS6R | FALSE | HOFFMAN |  | UL cUL | https://hoffman.nvent.com/en-ca/products/concept-disconnect-quarter-turn-latches-type-4x | https://hoffman.nvent.com/en-ca/print/pdf/node/124591
Wall Mount | Stainless Steel 316L | Type 3R, 4, 4X, 12, 13; IP66 | Unpainted | 1067 | 964 | 305 | CP4236 CP4236G | 1021 | 869 | CDSC423812SS6R | FALSE | HOFFMAN |  | UL cUL | https://hoffman.nvent.com/en-ca/products/concept-disconnect-quarter-turn-latches-type-4x | https://hoffman.nvent.com/en-ca/print/pdf/node/124591
Wall Mount | Stainless Steel 316L | Type 3R, 4, 4X, 12, 13; IP66 | Unpainted | 1219 | 964 | 305 | CP4836 CP4836G | 1173 | 869 | CDSC483812SS6R | FALSE | HOFFMAN |  | UL cUL | https://hoffman.nvent.com/en-ca/products/concept-disconnect-quarter-turn-latches-type-4x | https://hoffman.nvent.com/en-ca/print/pdf/node/124591
Wall Mount | Stainless Steel 316L | Type 3R, 4, 4X, 12, 13; IP66 | Unpainted | 1524 | 964 | 305 | CP6036 CP6036G | 1478 | 869 | CDSC603812SS6R | FALSE | HOFFMAN |  | UL cUL | https://hoffman.nvent.com/en-ca/products/concept-disconnect-quarter-turn-latches-type-4x | https://hoffman.nvent.com/en-ca/print/pdf/node/124591
Wall Mount | Mild Steel | Type 4 and 12; IP66 | RAL 7035 | 150 | 150 | 120 | LP1515 LP1515G | 131 | 131 | LHC151512 | FALSE | HOFFMAN |  | UL cUL | https://hoffman.nvent.com/en-ca/products/inline-type-4-0 | https://hoffman.nvent.com/en-ca/print/pdf/node/125851
Wall Mount | Mild Steel | Type 4 and 12; IP66 | RAL 7035 | 150 | 150 | 120 | LP1515 LP1515G | 131 | 131 | LSC151512 | FALSE | HOFFMAN |  | UL cUL | https://hoffman.nvent.com/en-ca/products/inline-type-4-0 | https://hoffman.nvent.com/en-ca/print/pdf/node/125851
Wall Mount | Mild Steel | Type 4 and 12; IP66 | RAL 7035 | 200 | 150 | 120 | LP2015 LP2015G | 181 | 131 | LHC201512 | FALSE | HOFFMAN |  | UL cUL | https://hoffman.nvent.com/en-ca/products/inline-type-4-0 | https://hoffman.nvent.com/en-ca/print/pdf/node/125851
Wall Mount | Mild Steel | Type 4 and 12; IP66 | RAL 7035 | 200 | 150 | 120 | LP2015 LP2015G | 181 | 131 | LSC201512 | FALSE | HOFFMAN |  | UL cUL | https://hoffman.nvent.com/en-ca/products/inline-type-4-0 | https://hoffman.nvent.com/en-ca/print/pdf/node/125851
Wall Mount | Mild Steel | Type 4 and 12; IP66 | RAL 7035 | 250 | 200 | 150 | LP2520 LP2520G | 231 | 181 | LHC252015 | FALSE | HOFFMAN |  | UL cUL | https://hoffman.nvent.com/en-ca/products/inline-type-4-0 | https://hoffman.nvent.com/en-ca/print/pdf/node/125851
Wall Mount | Mild Steel | Type 4 and 12; IP66 | RAL 7035 | 250 | 200 | 150 | LP2520 LP2520G | 231 | 181 | LSC252015 | FALSE | HOFFMAN |  | UL cUL | https://hoffman.nvent.com/en-ca/products/inline-type-4-0 | https://hoffman.nvent.com/en-ca/print/pdf/node/125851
Wall Mount | Mild Steel | Type 4 and 12; IP66 | RAL 7035 | 300 | 250 | 150 | LP3025 LP3025G | 281 | 231 | LHC302515 | FALSE | HOFFMAN |  | UL cUL | https://hoffman.nvent.com/en-ca/products/inline-type-4-0 | https://hoffman.nvent.com/en-ca/print/pdf/node/125851
Wall Mount | Mild Steel | Type 4 and 12; IP66 | RAL 7035 | 300 | 250 | 150 | LP3025 LP3025G | 281 | 231 | LSC302515 | FALSE | HOFFMAN |  | UL cUL | https://hoffman.nvent.com/en-ca/products/inline-type-4-0 | https://hoffman.nvent.com/en-ca/print/pdf/node/125851
Wall Mount | Mild Steel | Type 4 and 12; IP66 | RAL 7035 | 350 | 300 | 200 | LP3530 LP3530G | 331 | 281 | LHC353020 | FALSE | HOFFMAN |  | UL cUL | https://hoffman.nvent.com/en-ca/products/inline-type-4-0 | https://hoffman.nvent.com/en-ca/print/pdf/node/125851
Wall Mount | Mild Steel | Type 4 and 12; IP66 | RAL 7035 | 350 | 300 | 200 | LP3530 LP3530G | 331 | 281 | LSC353020 | FALSE | HOFFMAN |  | UL cUL | https://hoffman.nvent.com/en-ca/products/inline-type-4-0 | https://hoffman.nvent.com/en-ca/print/pdf/node/125851
Wall Mount | Mild Steel | Type 4 and 12; IP66 | RAL 7035 | 200 | 150 | 120 | LP2015 LP2015G | 181 | 131 | LWC201512 | TRUE | HOFFMAN |  | UL cUL | https://hoffman.nvent.com/en-ca/products/inline-type-4-0 | https://hoffman.nvent.com/en-ca/print/pdf/node/125851
Wall Mount | Mild Steel | Type 4 and 12; IP66 | RAL 7035 | 200 | 400 | 150 | LP2040 LP2040G | 181 | 381 | LWC204015 | TRUE | HOFFMAN |  | UL cUL | https://hoffman.nvent.com/en-ca/products/inline-type-4-0 | https://hoffman.nvent.com/en-ca/print/pdf/node/125851
Wall Mount | Mild Steel | Type 4 and 12; IP66 | RAL 7035 | 200 | 600 | 150 | LP2060 LP2060G | 181 | 581 | LWC206015 | TRUE | HOFFMAN |  | UL cUL | https://hoffman.nvent.com/en-ca/products/inline-type-4-0 | https://hoffman.nvent.com/en-ca/print/pdf/node/125851
Wall Mount | Mild Steel | Type 4 and 12; IP66 | RAL 7035 | 250 | 200 | 150 | LP2520 LP2520G | 231 | 181 | LWC252015 | TRUE | HOFFMAN |  | UL cUL | https://hoffman.nvent.com/en-ca/products/inline-type-4-0 | https://hoffman.nvent.com/en-ca/print/pdf/node/125851
Wall Mount | Mild Steel | Type 4 and 12; IP66 | RAL 7035 | 300 | 250 | 150 | LP3025 LP3025G | 281 | 231 | LWC302515 | TRUE | HOFFMAN |  | UL cUL | https://hoffman.nvent.com/en-ca/products/inline-type-4-0 | https://hoffman.nvent.com/en-ca/print/pdf/node/125851
Wall Mount | Stainless Steel 304 | Type 4, 4X, 12; IP66 | Unpainted | 610 | 635 | 203 | A24P24 A24P24G | 533 | 533 | WS24HS2508SS | FALSE | HOFFMAN |  | UL cUL | https://hoffman.nvent.com/en-ca/products/watershed-disconnect-enclosure-type-4x-0 | https://hoffman.nvent.com/en-ca/print/pdf/node/124741
Wall Mount | Stainless Steel 304 | Type 4, 4X, 12; IP66 | Unpainted | 762 | 635 | 203 | A30P24 A30P24G | 686 | 533 | WS30HS2508SS | FALSE | HOFFMAN |  | UL cUL | https://hoffman.nvent.com/en-ca/products/watershed-disconnect-enclosure-type-4x-0 | https://hoffman.nvent.com/en-ca/print/pdf/node/124741
Wall Mount | Stainless Steel 304 | Type 4, 4X, 12; IP66 | Unpainted | 914 | 787 | 203 | A36P30 A36P30G | 838 | 686 | WS36HS3108SS | FALSE | HOFFMAN |  | UL cUL | https://hoffman.nvent.com/en-ca/products/watershed-disconnect-enclosure-type-4x-0 | https://hoffman.nvent.com/en-ca/print/pdf/node/124741
Wall Mount | Stainless Steel 304 | Type 4, 4X, 12; IP66 | Unpainted | 1219 | 940 | 406 | A48P36 A48P36G | 1143 | 838 | WS48HS3716SS | FALSE | HOFFMAN |  | UL cUL | https://hoffman.nvent.com/en-ca/products/watershed-disconnect-enclosure-type-4x-0 | https://hoffman.nvent.com/en-ca/print/pdf/node/124741
Wall Mount | Stainless Steel 304 | Type 4, 4X, 12; IP66 | Unpainted | 1524 | 940 | 406 | A60P36 A60P36G | 1448 | 838 | WS60HS3716SS | FALSE | HOFFMAN |  | UL cUL | https://hoffman.nvent.com/en-ca/products/watershed-disconnect-enclosure-type-4x-0 | https://hoffman.nvent.com/en-ca/print/pdf/node/124741
Wall Mount | Fiberglass | Type 3, 3R, 4, 4X, 12, 13; IP66 | RAL 7035 | 297 | 246 | 117 | A12P10 A12P10AL | 273 | 226 | CHJ1210HWPL2LG | TRUE | HOFFMAN |  | UL cUL | https://hoffman.nvent.com/en-ca/products/flat-clear-cover-latches-type-4x-0 | https://hoffman.nvent.com/en-ca/print/pdf/node/127541
Wall Mount | Fiberglass | Type 3, 3R, 4, 4X, 12, 13; IP66 | RAL 7035 | 351 | 300 | 152 | A14P12 A14P12AL | 324 | 276 | CHJ1412HWPL2LG | TRUE | HOFFMAN |  | UL cUL | https://hoffman.nvent.com/en-ca/products/flat-clear-cover-latches-type-4x-0 | https://hoffman.nvent.com/en-ca/print/pdf/node/127541
Wall Mount | Fiberglass | Type 3, 3R, 4, 4X, 12, 13; IP66 | RAL 7035 | 402 | 351 | 152 | A16P14 A16P14AL | 375 | 327 | CHJ1614HWPL2LG | TRUE | HOFFMAN |  | UL cUL | https://hoffman.nvent.com/en-ca/products/flat-clear-cover-latches-type-4x-0 | https://hoffman.nvent.com/en-ca/print/pdf/node/127541
Wall Mount | Fiberglass | Type 3, 3R, 4, 4X, 12, 13; IP66 | RAL 7035 | 452 | 402 | 225 | A18P16 A18P16AL | 425 | 378 | CHJ1816HWPL2LG | TRUE | HOFFMAN |  | UL cUL | https://hoffman.nvent.com/en-ca/products/flat-clear-cover-latches-type-4x-0 | https://hoffman.nvent.com/en-ca/print/pdf/node/127541
Wall Mount | Fiberglass | Type 3, 3R, 4, 4X, 12, 13; IP66 | RAL 7035 | 145 | 145 | 103 | A6P6 A6P6AL | 124 | 124 | CHJ606HWPL1LG | TRUE | HOFFMAN |  | UL cUL | https://hoffman.nvent.com/en-ca/products/flat-clear-cover-latches-type-4x-0 | https://hoffman.nvent.com/en-ca/print/pdf/node/127541
Wall Mount | Fiberglass | Type 3, 3R, 4, 4X, 12, 13; IP66 | RAL 7035 | 196 | 145 | 103 | A8P6 A8P6AL | 171 | 124 | CHJ806HWPL1LG | TRUE | HOFFMAN |  | UL cUL | https://hoffman.nvent.com/en-ca/products/flat-clear-cover-latches-type-4x-0 | https://hoffman.nvent.com/en-ca/print/pdf/node/127541
Wall Mount | Fiberglass | Type 3, 3R, 4, 4X, 12, 13; IP66 | RAL 7035 | 247 | 183 | 109 | A10P8 A10P8AL | 222 | 102 | CHJ1008HWPL1LG | TRUE | HOFFMAN |  | UL cUL | https://hoffman.nvent.com/en-ca/products/flat-clear-cover-latches-type-4x-0 | https://hoffman.nvent.com/en-ca/print/pdf/node/127541
Wall Mount | Stainless Steel 304 | Type 3R, 4, 4X, 12, 13; IP66 | White | 610 | 508 | 254 | A24P20 A24P20SS6 A24P20G | 533 | 432 | A24H2010SSLP3PTW | TRUE | HOFFMAN |  | UL cUL | https://hoffman.nvent.com/en-ca/products/white-painted-stainless-steel-3-point-latch-type-4x | https://hoffman.nvent.com/en-ca/print/pdf/node/127821
Wall Mount | Stainless Steel 304 | Type 3R, 4, 4X, 12, 13; IP66 | White | 610 | 610 | 305 | A24P24 A24P24SS6 A24P24G | 533 | 533 | A24H2412SSLP3PTW | TRUE | HOFFMAN |  | UL cUL | https://hoffman.nvent.com/en-ca/products/white-painted-stainless-steel-3-point-latch-type-4x | https://hoffman.nvent.com/en-ca/print/pdf/node/127821
Wall Mount | Stainless Steel 304 | Type 3R, 4, 4X, 12, 13; IP66 | White | 610 | 610 | 203 | A24P24 A24P24SS6 A24P24G | 533 | 533 | A24H2408SSLP3PTW | TRUE | HOFFMAN |  | UL cUL | https://hoffman.nvent.com/en-ca/products/white-painted-stainless-steel-3-point-latch-type-4x | https://hoffman.nvent.com/en-ca/print/pdf/node/127821
Wall Mount | Stainless Steel 304 | Type 3R, 4, 4X, 12, 13; IP66 | White | 762 | 610 | 203 | A30P24 A30P24SS6 A30P24G | 686 | 533 | A30H2408SSLP3PTW | TRUE | HOFFMAN |  | UL cUL | https://hoffman.nvent.com/en-ca/products/white-painted-stainless-steel-3-point-latch-type-4x | https://hoffman.nvent.com/en-ca/print/pdf/node/127821
Wall Mount | Stainless Steel 304 | Type 3R, 4, 4X, 12, 13; IP66 | White | 914 | 762 | 305 | A36P30 A36P30SS6 A36P30G | 838 | 686 | A36H3012SSLP3PTW | TRUE | HOFFMAN |  | UL cUL | https://hoffman.nvent.com/en-ca/products/white-painted-stainless-steel-3-point-latch-type-4x | https://hoffman.nvent.com/en-ca/print/pdf/node/127821
Wall Mount | Stainless Steel 304 | Type 3R, 4, 4X, 12, 13; IP66 | White | 914 | 914 | 305 | A36P36 A36P36SS6 A36P36G | 838 | 838 | A36H3612SSLP3PTW | TRUE | HOFFMAN |  | UL cUL | https://hoffman.nvent.com/en-ca/products/white-painted-stainless-steel-3-point-latch-type-4x | https://hoffman.nvent.com/en-ca/print/pdf/node/127821
Wall Mount | Stainless Steel 304 | Type 3R, 4, 4X, 12, 13; IP66 | White | 1067 | 914 | 305 | A42P36 A42P36SS6 A42P36G | 911 | 838 | A42H3612SSLP3PTW | TRUE | HOFFMAN |  | UL cUL | https://hoffman.nvent.com/en-ca/products/white-painted-stainless-steel-3-point-latch-type-4x | https://hoffman.nvent.com/en-ca/print/pdf/node/127821
Wall Mount | Stainless Steel 304 | Type 3R, 4, 4X, 12, 13; IP66 | White | 1219 | 914 | 305 | A48P36 A48P36SS6 A48P36G | 1143 | 838 | A48H3612SSLP3PTW | TRUE | HOFFMAN |  | UL cUL | https://hoffman.nvent.com/en-ca/products/white-painted-stainless-steel-3-point-latch-type-4x | https://hoffman.nvent.com/en-ca/print/pdf/node/127821
Wall Mount | Stainless Steel 304 | Type 3R, 4, 4X, 12, 13; IP66 | White | 1219 | 914 | 406 | A48P36 A48P36SS6 A48P36G | 1143 | 838 | A48H3616SSLP3PTW | TRUE | HOFFMAN |  | UL cUL | https://hoffman.nvent.com/en-ca/products/white-painted-stainless-steel-3-point-latch-type-4x | https://hoffman.nvent.com/en-ca/print/pdf/node/127821
Wall Mount | Stainless Steel 304 | Type 3R, 4, 4X, 12, 13; IP66 | White | 1524 | 914 | 305 | A60P36 A60P36SS6 A60P36G | 1448 | 838 | A60H3612SSLP3PTW | TRUE | HOFFMAN |  | UL cUL | https://hoffman.nvent.com/en-ca/products/white-painted-stainless-steel-3-point-latch-type-4x | https://hoffman.nvent.com/en-ca/print/pdf/node/127821
Wall Mount | Fiberglass | Type 3, 3R, 4, 4X, 12, 13; IP66 | RAL 7035 | 297 | 246 | 156 | A12P10 A12P10AL | 273 | 226 | RHJ1210WLG | TRUE | HOFFMAN |  | UL cUL | https://hoffman.nvent.com/en-ca/products/raised-cover-screws-type-4x-0 | https://hoffman.nvent.com/en-ca/print/pdf/node/127666
Wall Mount | Fiberglass | Type 3, 3R, 4, 4X, 12, 13; IP66 | RAL 7035 | 297 | 246 | 156 | A12P10 A12P10AL | 273 | 226 | RHJ1210HWLG | TRUE | HOFFMAN |  | UL cUL | https://hoffman.nvent.com/en-ca/products/raised-cover-screws-type-4x-0 | https://hoffman.nvent.com/en-ca/print/pdf/node/127666
Wall Mount | Fiberglass | Type 3, 3R, 4, 4X, 12, 13; IP66 | RAL 7035 | 346 | 295 | 184 | A14P12 A14P12AL | 324 | 276 | RHJ1412WLG | TRUE | HOFFMAN |  | UL cUL | https://hoffman.nvent.com/en-ca/products/raised-cover-screws-type-4x-0 | https://hoffman.nvent.com/en-ca/print/pdf/node/127666
Wall Mount | Fiberglass | Type 3, 3R, 4, 4X, 12, 13; IP66 | RAL 7035 | 346 | 295 | 184 | A14P12 A14P12AL | 324 | 276 | RHJ1412HWLG | TRUE | HOFFMAN |  | UL cUL | https://hoffman.nvent.com/en-ca/products/raised-cover-screws-type-4x-0 | https://hoffman.nvent.com/en-ca/print/pdf/node/127666
Wall Mount | Fiberglass | Type 3, 3R, 4, 4X, 12, 13; IP66 | RAL 7035 | 397 | 346 | 184 | A16P14 A16P14AL | 375 | 327 | RHJ1614WLG | TRUE | HOFFMAN |  | UL cUL | https://hoffman.nvent.com/en-ca/products/raised-cover-screws-type-4x-0 | https://hoffman.nvent.com/en-ca/print/pdf/node/127666
Wall Mount | Fiberglass | Type 3, 3R, 4, 4X, 12, 13; IP66 | RAL 7035 | 397 | 346 | 184 | A16P14 A16P14AL | 375 | 327 | RHJ1614HWLG | TRUE | HOFFMAN |  | UL cUL | https://hoffman.nvent.com/en-ca/products/raised-cover-screws-type-4x-0 | https://hoffman.nvent.com/en-ca/print/pdf/node/127666
Wall Mount | Fiberglass | Type 3, 3R, 4, 4X, 12, 13; IP66 | RAL 7035 | 444 | 401 | 240 | A18P16 A18P16AL | 425 | 378 | RHJ1816WLG | TRUE | HOFFMAN |  | UL cUL | https://hoffman.nvent.com/en-ca/products/raised-cover-screws-type-4x-0 | https://hoffman.nvent.com/en-ca/print/pdf/node/127666
Wall Mount | Fiberglass | Type 3, 3R, 4, 4X, 12, 13; IP66 | RAL 7035 | 444 | 401 | 240 | A18P16 A18P16AL | 425 | 378 | RHJ1816HWLG | TRUE | HOFFMAN |  | UL cUL | https://hoffman.nvent.com/en-ca/products/raised-cover-screws-type-4x-0 | https://hoffman.nvent.com/en-ca/print/pdf/node/127666
Wall Mount | Fiberglass | Type 3, 3R, 4, 4X, 12, 13; IP66 | RAL 7035 | 246 | 196 | 150 | A10P8 A10P8AL | 222 | 102 | RHJ1008WLG | TRUE | HOFFMAN |  | UL cUL | https://hoffman.nvent.com/en-ca/products/raised-cover-screws-type-4x-0 | https://hoffman.nvent.com/en-ca/print/pdf/node/127666
Wall Mount | Fiberglass | Type 3, 3R, 4, 4X, 12, 13; IP66 | RAL 7035 | 246 | 196 | 150 | A10P8 A10P8AL | 222 | 102 | RHJ1008HWLG | TRUE | HOFFMAN |  | UL cUL | https://hoffman.nvent.com/en-ca/products/raised-cover-screws-type-4x-0 | https://hoffman.nvent.com/en-ca/print/pdf/node/127666
Wall Mount | Mild Steel | Type 4, 12, 13; IP66 | RAL 7035 | 1000 | 600 | 250 |  | 955 | 555 | G1000600250G | FALSE | HOFFMAN |  | UL cUL | https://hoffman.nvent.com/en-ca/products/fusion-g7-type-4-12-0 | https://hoffman.nvent.com/en-ca/print/pdf/node/125801
Wall Mount | Mild Steel | Type 4, 12, 13; IP66 | RAL 7035 | 1000 | 800 | 300 |  | 955 | 755 | G1000800300G | FALSE | HOFFMAN |  | UL cUL | https://hoffman.nvent.com/en-ca/products/fusion-g7-type-4-12-0 | https://hoffman.nvent.com/en-ca/print/pdf/node/125801
Wall Mount | Mild Steel | Type 4, 12, 13; IP66 | RAL 7035 | 1000 | 800 | 400 |  | 955 | 755 | G1000800400G | FALSE | HOFFMAN |  | UL cUL | https://hoffman.nvent.com/en-ca/products/fusion-g7-type-4-12-0 | https://hoffman.nvent.com/en-ca/print/pdf/node/125801
Wall Mount | Mild Steel | Type 4, 12, 13; IP66 | RAL 7035 | 1200 | 800 | 300 |  | 1155 | 755 | G1200800300G | FALSE | HOFFMAN |  | UL cUL | https://hoffman.nvent.com/en-ca/products/fusion-g7-type-4-12-0 | https://hoffman.nvent.com/en-ca/print/pdf/node/125801
Wall Mount | Mild Steel | Type 4, 12, 13; IP66 | RAL 7035 | 1200 | 800 | 400 |  | 1155 | 755 | G1200800400G | FALSE | HOFFMAN |  | UL cUL | https://hoffman.nvent.com/en-ca/products/fusion-g7-type-4-12-0 | https://hoffman.nvent.com/en-ca/print/pdf/node/125801
Wall Mount | Mild Steel | Type 4, 12, 13; IP66 | RAL 7035 | 1200 | 900 | 325 |  | 1155 | 855 | G1200900325G | FALSE | HOFFMAN |  | UL cUL | https://hoffman.nvent.com/en-ca/products/fusion-g7-type-4-12-0 | https://hoffman.nvent.com/en-ca/print/pdf/node/125801
Wall Mount | Mild Steel | Type 4, 12, 13; IP66 | RAL 7035 | 1500 | 900 | 325 |  | 1455 | 855 | G1500900325G | FALSE | HOFFMAN |  | UL cUL | https://hoffman.nvent.com/en-ca/products/fusion-g7-type-4-12-0 | https://hoffman.nvent.com/en-ca/print/pdf/node/125801
Wall Mount | Mild Steel | Type 4, 12, 13; IP66 | RAL 7035 | 1500 | 900 | 425 |  | 1455 | 855 | G1500900425G | FALSE | HOFFMAN |  | UL cUL | https://hoffman.nvent.com/en-ca/products/fusion-g7-type-4-12-0 | https://hoffman.nvent.com/en-ca/print/pdf/node/125801
Wall Mount | Mild Steel | Type 4, 12, 13; IP66 | RAL 7035 | 300 | 300 | 225 |  | 255 | 255 | G300300225G | FALSE | HOFFMAN |  | UL cUL | https://hoffman.nvent.com/en-ca/products/fusion-g7-type-4-12-0 | https://hoffman.nvent.com/en-ca/print/pdf/node/125801
Wall Mount | Mild Steel | Type 4, 12, 13; IP66 | RAL 7035 | 300 | 400 | 200 |  | 255 | 355 | G300400200G | FALSE | HOFFMAN |  | UL cUL | https://hoffman.nvent.com/en-ca/products/fusion-g7-type-4-12-0 | https://hoffman.nvent.com/en-ca/print/pdf/node/125801
Wall Mount | Mild Steel | Type 4, 12, 13; IP66 | RAL 7035 | 400 | 300 | 150 |  | 355 | 255 | G400300150 | FALSE | HOFFMAN |  | UL cUL | https://hoffman.nvent.com/en-ca/products/fusion-g7-type-4-12-0 | https://hoffman.nvent.com/en-ca/print/pdf/node/125801
Wall Mount | Mild Steel | Type 4, 12, 13; IP66 | RAL 7035 | 400 | 300 | 225 |  | 355 | 255 | G400300225G | FALSE | HOFFMAN |  | UL cUL | https://hoffman.nvent.com/en-ca/products/fusion-g7-type-4-12-0 | https://hoffman.nvent.com/en-ca/print/pdf/node/125801
Wall Mount | Mild Steel | Type 4, 12, 13; IP66 | RAL 7035 | 400 | 400 | 225 |  | 355 | 355 | G400400225G | FALSE | HOFFMAN |  | UL cUL | https://hoffman.nvent.com/en-ca/products/fusion-g7-type-4-12-0 | https://hoffman.nvent.com/en-ca/print/pdf/node/125801
Wall Mount | Mild Steel | Type 4, 12, 13; IP66 | RAL 7035 | 400 | 600 | 225 |  | 355 | 555 | G400600225G | FALSE | HOFFMAN |  | UL cUL | https://hoffman.nvent.com/en-ca/products/fusion-g7-type-4-12-0 | https://hoffman.nvent.com/en-ca/print/pdf/node/125801
Wall Mount | Mild Steel | Type 4, 12, 13; IP66 | RAL 7035 | 500 | 400 | 225 |  | 455 | 355 | G500400225G | FALSE | HOFFMAN |  | UL cUL | https://hoffman.nvent.com/en-ca/products/fusion-g7-type-4-12-0 | https://hoffman.nvent.com/en-ca/print/pdf/node/125801
Wall Mount | Mild Steel | Type 4, 12, 13; IP66 | RAL 7035 | 500 | 500 | 225 |  | 455 | 455 | G500500225G | FALSE | HOFFMAN |  | UL cUL | https://hoffman.nvent.com/en-ca/products/fusion-g7-type-4-12-0 | https://hoffman.nvent.com/en-ca/print/pdf/node/125801
Wall Mount | Mild Steel | Type 4, 12, 13; IP66 | RAL 7035 | 500 | 500 | 300 |  | 455 | 455 | G500500300G | FALSE | HOFFMAN |  | UL cUL | https://hoffman.nvent.com/en-ca/products/fusion-g7-type-4-12-0 | https://hoffman.nvent.com/en-ca/print/pdf/node/125801
Wall Mount | Mild Steel | Type 4, 12, 13; IP66 | RAL 7035 | 600 | 400 | 225 |  | 555 | 355 | G600400225G | FALSE | HOFFMAN |  | UL cUL | https://hoffman.nvent.com/en-ca/products/fusion-g7-type-4-12-0 | https://hoffman.nvent.com/en-ca/print/pdf/node/125801
Wall Mount | Mild Steel | Type 4, 12, 13; IP66 | RAL 7035 | 600 | 500 | 200 |  | 555 | 455 | G600500200G | FALSE | HOFFMAN |  | UL cUL | https://hoffman.nvent.com/en-ca/products/fusion-g7-type-4-12-0 | https://hoffman.nvent.com/en-ca/print/pdf/node/125801
Wall Mount | Mild Steel | Type 4, 12, 13; IP66 | RAL 7035 | 600 | 500 | 300 |  | 555 | 455 | G600500300G | FALSE | HOFFMAN |  | UL cUL | https://hoffman.nvent.com/en-ca/products/fusion-g7-type-4-12-0 | https://hoffman.nvent.com/en-ca/print/pdf/node/125801
Wall Mount | Mild Steel | Type 4, 12, 13; IP66 | RAL 7035 | 600 | 600 | 225 |  | 555 | 555 | G600600225G | FALSE | HOFFMAN |  | UL cUL | https://hoffman.nvent.com/en-ca/products/fusion-g7-type-4-12-0 | https://hoffman.nvent.com/en-ca/print/pdf/node/125801
Wall Mount | Mild Steel | Type 4, 12, 13; IP66 | RAL 7035 | 600 | 600 | 325 |  | 555 | 555 | G600600325G | FALSE | HOFFMAN |  | UL cUL | https://hoffman.nvent.com/en-ca/products/fusion-g7-type-4-12-0 | https://hoffman.nvent.com/en-ca/print/pdf/node/125801
Wall Mount | Mild Steel | Type 4, 12, 13; IP66 | RAL 7035 | 600 | 600 | 400 |  | 555 | 555 | G600600400G | FALSE | HOFFMAN |  | UL cUL | https://hoffman.nvent.com/en-ca/products/fusion-g7-type-4-12-0 | https://hoffman.nvent.com/en-ca/print/pdf/node/125801
Wall Mount | Mild Steel | Type 4, 12, 13; IP66 | RAL 7035 | 600 | 800 | 300 |  | 555 | 755 | G600800300G | FALSE | HOFFMAN |  | UL cUL | https://hoffman.nvent.com/en-ca/products/fusion-g7-type-4-12-0 | https://hoffman.nvent.com/en-ca/print/pdf/node/125801
Wall Mount | Mild Steel | Type 4, 12, 13; IP66 | RAL 7035 | 700 | 500 | 250 |  | 655 | 455 | G700500250G | FALSE | HOFFMAN |  | UL cUL | https://hoffman.nvent.com/en-ca/products/fusion-g7-type-4-12-0 | https://hoffman.nvent.com/en-ca/print/pdf/node/125801
Wall Mount | Mild Steel | Type 4, 12, 13; IP66 | RAL 7035 | 800 | 600 | 225 |  | 755 | 555 | G800600225G | FALSE | HOFFMAN |  | UL cUL | https://hoffman.nvent.com/en-ca/products/fusion-g7-type-4-12-0 | https://hoffman.nvent.com/en-ca/print/pdf/node/125801
Wall Mount | Mild Steel | Type 4, 12, 13; IP66 | RAL 7035 | 800 | 600 | 325 |  | 755 | 555 | G800600325G | FALSE | HOFFMAN |  | UL cUL | https://hoffman.nvent.com/en-ca/products/fusion-g7-type-4-12-0 | https://hoffman.nvent.com/en-ca/print/pdf/node/125801
Wall Mount | Mild Steel | Type 4, 12, 13; IP66 | RAL 7035 | 800 | 600 | 425 |  | 755 | 555 | G800600425G | FALSE | HOFFMAN |  | UL cUL | https://hoffman.nvent.com/en-ca/products/fusion-g7-type-4-12-0 | https://hoffman.nvent.com/en-ca/print/pdf/node/125801
Wall Mount | Mild Steel | Type 4, 12, 13; IP66 | RAL 7035 | 800 | 800 | 225 |  | 755 | 755 | G800800225G | FALSE | HOFFMAN |  | UL cUL | https://hoffman.nvent.com/en-ca/products/fusion-g7-type-4-12-0 | https://hoffman.nvent.com/en-ca/print/pdf/node/125801
Wall Mount | Mild Steel | Type 4, 12, 13; IP66 | RAL 7035 | 800 | 800 | 300 |  | 755 | 755 | G800800300G | FALSE | HOFFMAN |  | UL cUL | https://hoffman.nvent.com/en-ca/products/fusion-g7-type-4-12-0 | https://hoffman.nvent.com/en-ca/print/pdf/node/125801
Wall Mount | Mild Steel | Type 3, 4, 12; IP66 | RAL 7035 | 230 | 310 | 155 |  |  |  | LHC233116 | FALSE | HOFFMAN |  | UL | https://hoffman.nvent.com/en-ca/products/inline-landscape-type-4-and-12-0 | https://hoffman.nvent.com/en-ca/print/pdf/node/125846
Wall Mount | Mild Steel | Type 3, 4, 12; IP66 | RAL 7035 | 230 | 460 | 155 |  |  |  | LHC234616 | FALSE | HOFFMAN |  | UL | https://hoffman.nvent.com/en-ca/products/inline-landscape-type-4-and-12-0 | https://hoffman.nvent.com/en-ca/print/pdf/node/125846
Wall Mount | Mild Steel | Type 3, 4, 12; IP66 | RAL 7035 | 230 | 600 | 155 |  |  |  | LHC236016 | FALSE | HOFFMAN |  | UL | https://hoffman.nvent.com/en-ca/products/inline-landscape-type-4-and-12-0 | https://hoffman.nvent.com/en-ca/print/pdf/node/125846
Wall Mount | Mild Steel | Type 3, 4, 12; IP66 | RAL 7035 | 230 | 770 | 155 |  |  |  | LHC237716 | FALSE | HOFFMAN |  | UL | https://hoffman.nvent.com/en-ca/products/inline-landscape-type-4-and-12-0 | https://hoffman.nvent.com/en-ca/print/pdf/node/125846
Wall Mount | Mild Steel | Type 3, 4, 12; IP66 | RAL 7035 | 230 | 930 | 155 |  |  |  | LHC239316 | FALSE | HOFFMAN |  | UL | https://hoffman.nvent.com/en-ca/products/inline-landscape-type-4-and-12-0 | https://hoffman.nvent.com/en-ca/print/pdf/node/125846
Wall Mount | Mild Steel | Type 3, 4, 12; IP66 | RAL 7035 | 230 | 310 | 155 |  |  |  | LWC233116 | TRUE | HOFFMAN |  | UL | https://hoffman.nvent.com/en-ca/products/inline-landscape-type-4-and-12-0 | https://hoffman.nvent.com/en-ca/print/pdf/node/125846
Wall Mount | Mild Steel | Type 3, 4, 12; IP66 | RAL 7035 | 230 | 460 | 155 |  |  |  | LWC234616 | TRUE | HOFFMAN |  | UL | https://hoffman.nvent.com/en-ca/products/inline-landscape-type-4-and-12-0 | https://hoffman.nvent.com/en-ca/print/pdf/node/125846
Wall Mount | Mild Steel | Type 3, 4, 12; IP66 | RAL 7035 | 230 | 600 | 155 |  |  |  | LWC236016 | TRUE | HOFFMAN |  | UL | https://hoffman.nvent.com/en-ca/products/inline-landscape-type-4-and-12-0 | https://hoffman.nvent.com/en-ca/print/pdf/node/125846
Wall Mount | Mild Steel | Type 3, 4, 12; IP66 | RAL 7035 | 230 | 770 | 155 |  |  |  | LWC237716 | TRUE | HOFFMAN |  | UL | https://hoffman.nvent.com/en-ca/products/inline-landscape-type-4-and-12-0 | https://hoffman.nvent.com/en-ca/print/pdf/node/125846
Wall Mount | Mild Steel | Type 3, 4, 12; IP66 | RAL 7035 | 230 | 930 | 155 |  |  |  | LWC239316 | TRUE | HOFFMAN |  | UL | https://hoffman.nvent.com/en-ca/products/inline-landscape-type-4-and-12-0 | https://hoffman.nvent.com/en-ca/print/pdf/node/125846
Wall Mount | Stainless Steel 304 | Type 3R, 4, 4X, 12, 13; IP66 | Unpainted | 1000 | 800 | 300 |  | 955 | 755 | M1000800300GSS | FALSE | HOFFMAN |  | UL cUL | https://hoffman.nvent.com/en-ca/products/gl66-stainless-steel-wallmount-14-turn-latch-type-4x | https://hoffman.nvent.com/en-ca/print/pdf/node/127816
Wall Mount | Stainless Steel 304 | Type 3R, 4, 4X, 12, 13; IP66 | Unpainted | 1200 | 800 | 300 |  | 1155 | 755 | M1200800300GSS | FALSE | HOFFMAN |  | UL cUL | https://hoffman.nvent.com/en-ca/products/gl66-stainless-steel-wallmount-14-turn-latch-type-4x | https://hoffman.nvent.com/en-ca/print/pdf/node/127816
Wall Mount | Stainless Steel 304 | Type 3R, 4, 4X, 12, 13; IP66 | Unpainted | 300 | 200 | 150 |  | 255 | 155 | M300200150SS | FALSE | HOFFMAN |  | UL cUL | https://hoffman.nvent.com/en-ca/products/gl66-stainless-steel-wallmount-14-turn-latch-type-4x | https://hoffman.nvent.com/en-ca/print/pdf/node/127816
Wall Mount | Stainless Steel 304 | Type 3R, 4, 4X, 12, 13; IP66 | Unpainted | 300 | 300 | 210 |  | 255 | 255 | M300300210GSS | FALSE | HOFFMAN |  | UL cUL | https://hoffman.nvent.com/en-ca/products/gl66-stainless-steel-wallmount-14-turn-latch-type-4x | https://hoffman.nvent.com/en-ca/print/pdf/node/127816
Wall Mount | Stainless Steel 304 | Type 3R, 4, 4X, 12, 13; IP66 | Unpainted | 300 | 400 | 210 |  | 255 | 355 | M300400210GSS | FALSE | HOFFMAN |  | UL cUL | https://hoffman.nvent.com/en-ca/products/gl66-stainless-steel-wallmount-14-turn-latch-type-4x | https://hoffman.nvent.com/en-ca/print/pdf/node/127816
Wall Mount | Stainless Steel 304 | Type 3R, 4, 4X, 12, 13; IP66 | Unpainted | 400 | 300 | 210 |  | 355 | 255 | M400300210GSS | FALSE | HOFFMAN |  | UL cUL | https://hoffman.nvent.com/en-ca/products/gl66-stainless-steel-wallmount-14-turn-latch-type-4x | https://hoffman.nvent.com/en-ca/print/pdf/node/127816
Wall Mount | Stainless Steel 304 | Type 3R, 4, 4X, 12, 13; IP66 | Unpainted | 400 | 400 | 210 |  | 355 | 255 | M400400210GSS | FALSE | HOFFMAN |  | UL cUL | https://hoffman.nvent.com/en-ca/products/gl66-stainless-steel-wallmount-14-turn-latch-type-4x | https://hoffman.nvent.com/en-ca/print/pdf/node/127816
Wall Mount | Stainless Steel 304 | Type 3R, 4, 4X, 12, 13; IP66 | Unpainted | 500 | 400 | 210 |  | 455 | 355 | M500400210GSS | FALSE | HOFFMAN |  | UL cUL | https://hoffman.nvent.com/en-ca/products/gl66-stainless-steel-wallmount-14-turn-latch-type-4x | https://hoffman.nvent.com/en-ca/print/pdf/node/127816
Wall Mount | Stainless Steel 304 | Type 3R, 4, 4X, 12, 13; IP66 | Unpainted | 500 | 500 | 210 |  | 455 | 455 | M500500210GSS | FALSE | HOFFMAN |  | UL cUL | https://hoffman.nvent.com/en-ca/products/gl66-stainless-steel-wallmount-14-turn-latch-type-4x | https://hoffman.nvent.com/en-ca/print/pdf/node/127816
Wall Mount | Stainless Steel 304 | Type 3R, 4, 4X, 12, 13; IP66 | Unpainted | 500 | 500 | 300 |  | 455 | 455 | M500500300GSS | FALSE | HOFFMAN |  | UL cUL | https://hoffman.nvent.com/en-ca/products/gl66-stainless-steel-wallmount-14-turn-latch-type-4x | https://hoffman.nvent.com/en-ca/print/pdf/node/127816
Wall Mount | Stainless Steel 304 | Type 3R, 4, 4X, 12, 13; IP66 | Unpainted | 600 | 400 | 210 |  | 555 | 355 | M600400210GSS | FALSE | HOFFMAN |  | UL cUL | https://hoffman.nvent.com/en-ca/products/gl66-stainless-steel-wallmount-14-turn-latch-type-4x | https://hoffman.nvent.com/en-ca/print/pdf/node/127816
Wall Mount | Stainless Steel 304 | Type 3R, 4, 4X, 12, 13; IP66 | Unpainted | 600 | 400 | 350 |  | 555 | 355 | M600400350GSS | FALSE | HOFFMAN |  | UL cUL | https://hoffman.nvent.com/en-ca/products/gl66-stainless-steel-wallmount-14-turn-latch-type-4x | https://hoffman.nvent.com/en-ca/print/pdf/node/127816
Wall Mount | Stainless Steel 304 | Type 3R, 4, 4X, 12, 13; IP66 | Unpainted | 600 | 600 | 210 |  | 555 | 555 | M600600210GSS | FALSE | HOFFMAN |  | UL cUL | https://hoffman.nvent.com/en-ca/products/gl66-stainless-steel-wallmount-14-turn-latch-type-4x | https://hoffman.nvent.com/en-ca/print/pdf/node/127816
Wall Mount | Stainless Steel 304 | Type 3R, 4, 4X, 12, 13; IP66 | Unpainted | 600 | 600 | 350 |  | 555 | 555 | M600600350GSS | FALSE | HOFFMAN |  | UL cUL | https://hoffman.nvent.com/en-ca/products/gl66-stainless-steel-wallmount-14-turn-latch-type-4x | https://hoffman.nvent.com/en-ca/print/pdf/node/127816
Wall Mount | Stainless Steel 304 | Type 3R, 4, 4X, 12, 13; IP66 | Unpainted | 700 | 500 | 250 |  | 655 | 455 | M700500250GSS | FALSE | HOFFMAN |  | UL cUL | https://hoffman.nvent.com/en-ca/products/gl66-stainless-steel-wallmount-14-turn-latch-type-4x | https://hoffman.nvent.com/en-ca/print/pdf/node/127816
Wall Mount | Stainless Steel 304 | Type 3R, 4, 4X, 12, 13; IP66 | Unpainted | 800 | 600 | 250 |  | 755 | 555 | M800600250GSS | FALSE | HOFFMAN |  | UL cUL | https://hoffman.nvent.com/en-ca/products/gl66-stainless-steel-wallmount-14-turn-latch-type-4x | https://hoffman.nvent.com/en-ca/print/pdf/node/127816
Wall Mount | Stainless Steel 304 | Type 3R, 4, 4X, 12, 13; IP66 | Unpainted | 800 | 600 | 350 |  | 755 | 555 | M800600350GSS | FALSE | HOFFMAN |  | UL cUL | https://hoffman.nvent.com/en-ca/products/gl66-stainless-steel-wallmount-14-turn-latch-type-4x | https://hoffman.nvent.com/en-ca/print/pdf/node/127816
Wall Mount | Stainless Steel 304 | Type 3R, 4, 4X, 12, 13; IP66 | Unpainted | 800 | 800 | 210 |  | 755 | 755 | M800800210GSS | FALSE | HOFFMAN |  | UL cUL | https://hoffman.nvent.com/en-ca/products/gl66-stainless-steel-wallmount-14-turn-latch-type-4x | https://hoffman.nvent.com/en-ca/print/pdf/node/127816
Wall Mount | Stainless Steel 304 | Type 3R, 4, 4X, 12, 13; IP66 | Unpainted | 800 | 800 | 300 |  | 755 | 755 | M800800300GSS | FALSE | HOFFMAN |  | UL cUL | https://hoffman.nvent.com/en-ca/products/gl66-stainless-steel-wallmount-14-turn-latch-type-4x | https://hoffman.nvent.com/en-ca/print/pdf/node/127816
Wall Mount | Stainless Steel 304 | Type 3, 4, 4X, 12, 13; IP66 | Unpainted | 406 | 305 | 152 | A16P12G | 330 | 229 | A161206LPEMCSS | FALSE | HOFFMAN |  | UL cUL | https://hoffman.nvent.com/en-ca/products/stainless-steel-hinged-clamps-emc-type-4x | https://hoffman.nvent.com/en-ca/print/pdf/node/127756
Wall Mount | Stainless Steel 304 | Type 3, 4, 4X, 12, 13; IP66 | Unpainted | 508 | 406 | 152 | A20P16G | 432 | 330 | A201606LPEMCSS | FALSE | HOFFMAN |  | UL cUL | https://hoffman.nvent.com/en-ca/products/stainless-steel-hinged-clamps-emc-type-4x | https://hoffman.nvent.com/en-ca/print/pdf/node/127756
Wall Mount | Stainless Steel 304 | Type 3, 4, 4X, 12, 13; IP66 | Unpainted | 610 | 508 | 152 | A24P20G | 533 | 432 | A242006LPEMCSS | FALSE | HOFFMAN |  | UL cUL | https://hoffman.nvent.com/en-ca/products/stainless-steel-hinged-clamps-emc-type-4x | https://hoffman.nvent.com/en-ca/print/pdf/node/127756
Wall Mount | Stainless Steel 304 | Type 3, 4, 4X, 12, 13; IP66 | Unpainted | 610 | 610 | 203 | A24P24G | 533 | 533 | A242408LPEMCSS | FALSE | HOFFMAN |  | UL cUL | https://hoffman.nvent.com/en-ca/products/stainless-steel-hinged-clamps-emc-type-4x | https://hoffman.nvent.com/en-ca/print/pdf/node/127756
Wall Mount | Stainless Steel 304 | Type 3, 4, 4X, 12, 13; IP66 | Unpainted | 762 | 610 | 203 | A30P24G | 686 | 533 | A302408LPEMCSS | FALSE | HOFFMAN |  | UL cUL | https://hoffman.nvent.com/en-ca/products/stainless-steel-hinged-clamps-emc-type-4x | https://hoffman.nvent.com/en-ca/print/pdf/node/127756
Wall Mount | Stainless Steel 304 | Type 3, 4, 4X, 12, 13; IP66 | Unpainted | 914 | 762 | 203 | A36P30G | 838 | 686 | A363008LPEMCSS | FALSE | HOFFMAN |  | UL cUL | https://hoffman.nvent.com/en-ca/products/stainless-steel-hinged-clamps-emc-type-4x | https://hoffman.nvent.com/en-ca/print/pdf/node/127756
Wall Mount | Stainless Steel 304 | Type 3, 4, 4X, 12, 13; IP66 | Unpainted | 1219 | 914 | 203 | A48P36G | 1143 | 838 | A483608LPEMCSS | FALSE | HOFFMAN |  | UL cUL | https://hoffman.nvent.com/en-ca/products/stainless-steel-hinged-clamps-emc-type-4x | https://hoffman.nvent.com/en-ca/print/pdf/node/127756
Wall Mount | Stainless Steel 304 | Type 3, 4, 4X, 12, 13; IP66 | Unpainted | 1524 | 914 | 305 | A60P36G | 1448 | 838 | A603612LPEMCSS | FALSE | HOFFMAN |  | UL cUL | https://hoffman.nvent.com/en-ca/products/stainless-steel-hinged-clamps-emc-type-4x | https://hoffman.nvent.com/en-ca/print/pdf/node/127756
Wall Mount | Stainless Steel 304 | Type 4, 4X, 12, 13; IP66 | Unpainted | 305 | 305 | 152 | CP1212 CP1212G | 259 | 259 | CSD12126EMCSS | FALSE | HOFFMAN |  | UL cUL | https://hoffman.nvent.com/en-ca/products/stainless-steel-concept-wallmount-emc-14-turn-latch-4x | https://hoffman.nvent.com/en-ca/print/pdf/node/127716
Wall Mount | Stainless Steel 304 | Type 4, 4X, 12, 13; IP66 | Unpainted | 406 | 305 | 152 | CP1612 CP1612G | 361 | 259 | CSD16126EMCSS | FALSE | HOFFMAN |  | UL cUL | https://hoffman.nvent.com/en-ca/products/stainless-steel-concept-wallmount-emc-14-turn-latch-4x | https://hoffman.nvent.com/en-ca/print/pdf/node/127716
Wall Mount | Stainless Steel 304 | Type 4, 4X, 12, 13; IP66 | Unpainted | 406 | 406 | 152 | CP1616 CP1616G | 361 | 361 | CSD16166EMCSS | FALSE | HOFFMAN |  | UL cUL | https://hoffman.nvent.com/en-ca/products/stainless-steel-concept-wallmount-emc-14-turn-latch-4x | https://hoffman.nvent.com/en-ca/print/pdf/node/127716
Wall Mount | Stainless Steel 304 | Type 4, 4X, 12, 13; IP66 | Unpainted | 406 | 508 | 203 | CP2016 CP2016G | 462 | 361 | CSD16208EMCSS | FALSE | HOFFMAN |  | UL cUL | https://hoffman.nvent.com/en-ca/products/stainless-steel-concept-wallmount-emc-14-turn-latch-4x | https://hoffman.nvent.com/en-ca/print/pdf/node/127716
Wall Mount | Stainless Steel 304 | Type 4, 4X, 12, 13; IP66 | Unpainted | 508 | 406 | 152 | CP2016 CP2016G | 462 | 361 | CSD20166EMCSS | FALSE | HOFFMAN |  | UL cUL | https://hoffman.nvent.com/en-ca/products/stainless-steel-concept-wallmount-emc-14-turn-latch-4x | https://hoffman.nvent.com/en-ca/print/pdf/node/127716
Wall Mount | Stainless Steel 304 | Type 4, 4X, 12, 13; IP66 | Unpainted | 610 | 508 | 203 | CP2420 CP2420G | 564 | 462 | CSD24208EMCSS | FALSE | HOFFMAN |  | UL cUL | https://hoffman.nvent.com/en-ca/products/stainless-steel-concept-wallmount-emc-14-turn-latch-4x | https://hoffman.nvent.com/en-ca/print/pdf/node/127716
Wall Mount | Stainless Steel 304 | Type 4, 4X, 12, 13; IP66 | Unpainted | 610 | 610 | 305 | CP2424 CP2424G | 564 | 564 | CSD242412EMCSS | FALSE | HOFFMAN |  | UL cUL | https://hoffman.nvent.com/en-ca/products/stainless-steel-concept-wallmount-emc-14-turn-latch-4x | https://hoffman.nvent.com/en-ca/print/pdf/node/127716
Wall Mount | Stainless Steel 304 | Type 4, 4X, 12, 13; IP66 | Unpainted | 610 | 610 | 203 | CP2424 CP2424G | 564 | 564 | CSD24248EMCSS | FALSE | HOFFMAN |  | UL cUL | https://hoffman.nvent.com/en-ca/products/stainless-steel-concept-wallmount-emc-14-turn-latch-4x | https://hoffman.nvent.com/en-ca/print/pdf/node/127716
Wall Mount | Stainless Steel 304 | Type 4, 4X, 12, 13; IP66 | Unpainted | 762 | 610 | 203 | CP3024 CP3024G | 716 | 564 | CSD30248EMCSS | FALSE | HOFFMAN |  | UL cUL | https://hoffman.nvent.com/en-ca/products/stainless-steel-concept-wallmount-emc-14-turn-latch-4x | https://hoffman.nvent.com/en-ca/print/pdf/node/127716
Wall Mount | Stainless Steel 304 | Type 4, 4X, 12, 13; IP66 | Unpainted | 914 | 610 | 305 | CP3624 CP3624G | 869 | 564 | CSD362412EMCSS | FALSE | HOFFMAN |  | UL cUL | https://hoffman.nvent.com/en-ca/products/stainless-steel-concept-wallmount-emc-14-turn-latch-4x | https://hoffman.nvent.com/en-ca/print/pdf/node/127716
Wall Mount | Stainless Steel 304 | Type 4, 4X, 12, 13; IP66 | Unpainted | 914 | 762 | 203 | CP3630 CP3630G | 869 | 716 | CSD36308EMCSS | FALSE | HOFFMAN |  | UL cUL | https://hoffman.nvent.com/en-ca/products/stainless-steel-concept-wallmount-emc-14-turn-latch-4x | https://hoffman.nvent.com/en-ca/print/pdf/node/127716
Wall Mount | Mild Steel | Type 12; IP55 | ANSI 61 | 1219 | 3004 | 254 | A42P33 A42P72 A42P33G A42P72G |  |  | A48X3E11910 | FALSE | HOFFMAN |  | UL cUL | https://hoffman.nvent.com/en-ca/products/low-profile-one-five-door-disconnect-enclosure-type-12-0 | https://hoffman.nvent.com/en-ca/print/pdf/node/124656
Wall Mount | Mild Steel | Type 12; IP55 | ANSI 61 | 1219 | 3975 | 254 | A42P72 A42P72G |  |  | A48X4E15710 | FALSE | HOFFMAN |  | UL cUL | https://hoffman.nvent.com/en-ca/products/low-profile-one-five-door-disconnect-enclosure-type-12-0 | https://hoffman.nvent.com/en-ca/print/pdf/node/124656
Wall Mount | Mild Steel | Type 12; IP55 | ANSI 61 | 1219 | 4985 | 305 | A42P33 A42P72 A42P33G A42P72G |  |  | A48X5E19612 | FALSE | HOFFMAN |  | UL cUL | https://hoffman.nvent.com/en-ca/products/low-profile-one-five-door-disconnect-enclosure-type-12-0 | https://hoffman.nvent.com/en-ca/print/pdf/node/124656
Wall Mount | Mild Steel | Type 12; IP55 | ANSI 61 | 1524 | 3975 | 254 | A54P72 A54P72G |  |  | A60X4E15710 | FALSE | HOFFMAN |  | UL cUL | https://hoffman.nvent.com/en-ca/products/low-profile-one-five-door-disconnect-enclosure-type-12-0 | https://hoffman.nvent.com/en-ca/print/pdf/node/124656
Wall Mount | Mild Steel | Type 12; IP55 | ANSI 61 | 1524 | 4985 | 254 | A54P33 A54P72 A54P33G A54P72G |  |  | A60X5E19610 | FALSE | HOFFMAN |  | UL cUL | https://hoffman.nvent.com/en-ca/products/low-profile-one-five-door-disconnect-enclosure-type-12-0 | https://hoffman.nvent.com/en-ca/print/pdf/node/124656
Wall Mount | Mild Steel | Type 12; IP55 | ANSI 61 | 1524 | 4985 | 305 | A54P33 A54P72 A54P33G A54P72G |  |  | A60X5E19612 | FALSE | HOFFMAN |  | UL cUL | https://hoffman.nvent.com/en-ca/products/low-profile-one-five-door-disconnect-enclosure-type-12-0 | https://hoffman.nvent.com/en-ca/print/pdf/node/124656
Wall Mount | Mild Steel | Type 12; IP55 | ANSI 61 | 1524 | 4985 | 406 | A54P33 A54P72 A54P33G A54P72G |  |  | A60X5E19616 | FALSE | HOFFMAN |  | UL cUL | https://hoffman.nvent.com/en-ca/products/low-profile-one-five-door-disconnect-enclosure-type-12-0 | https://hoffman.nvent.com/en-ca/print/pdf/node/124656
Wall Mount | Mild Steel | Type 12; IP55 | ANSI 61 | 1067 | 718 | 203 | A37P21 A37P21G |  |  | A42X1E2808 | FALSE | HOFFMAN |  | UL cUL | https://hoffman.nvent.com/en-ca/products/low-profile-one-five-door-disconnect-enclosure-type-12-0 | https://hoffman.nvent.com/en-ca/print/pdf/node/124656
Wall Mount | Mild Steel | Type 12; IP55 | ANSI 61 | 1219 | 1994 | 203 | A42P72 A42P72G |  |  | A48X2E7808 | FALSE | HOFFMAN |  | UL cUL | https://hoffman.nvent.com/en-ca/products/low-profile-one-five-door-disconnect-enclosure-type-12-0 | https://hoffman.nvent.com/en-ca/print/pdf/node/124656
Wall Mount | Mild Steel | Type 12; IP55 | ANSI 61 | 1219 | 3004 | 305 | A42P33 A42P72 A42P33G A42P72G |  |  | A48X3E11912 | FALSE | HOFFMAN |  | UL cUL | https://hoffman.nvent.com/en-ca/products/low-profile-one-five-door-disconnect-enclosure-type-12-0 | https://hoffman.nvent.com/en-ca/print/pdf/node/124656
Wall Mount | Mild Steel | Type 12; IP55 | ANSI 61 | 1219 | 3004 | 457 | A42P33 A42P72 A42P33G A42P72G |  |  | A48X3E11918 | FALSE | HOFFMAN |  | UL cUL | https://hoffman.nvent.com/en-ca/products/low-profile-one-five-door-disconnect-enclosure-type-12-0 | https://hoffman.nvent.com/en-ca/print/pdf/node/124656
Wall Mount | Mild Steel | Type 12; IP55 | ANSI 61 | 1219 | 3975 | 305 | A42P72 A42P72G |  |  | A48X4E15712 | FALSE | HOFFMAN |  | UL cUL | https://hoffman.nvent.com/en-ca/products/low-profile-one-five-door-disconnect-enclosure-type-12-0 | https://hoffman.nvent.com/en-ca/print/pdf/node/124656
Wall Mount | Mild Steel | Type 12; IP55 | ANSI 61 | 1219 | 3975 | 457 | A42P72 A42P72G |  |  | A48X4E15718 | FALSE | HOFFMAN |  | UL cUL | https://hoffman.nvent.com/en-ca/products/low-profile-one-five-door-disconnect-enclosure-type-12-0 | https://hoffman.nvent.com/en-ca/print/pdf/node/124656
Wall Mount | Mild Steel | Type 12; IP55 | ANSI 61 | 1219 | 4985 | 457 | A42P33 A42P72 A42P33G A42P72G |  |  | A48X5E19618 | FALSE | HOFFMAN |  | UL cUL | https://hoffman.nvent.com/en-ca/products/low-profile-one-five-door-disconnect-enclosure-type-12-0 | https://hoffman.nvent.com/en-ca/print/pdf/node/124656
Wall Mount | Mild Steel | Type 12; IP55 | ANSI 61 | 1524 | 3004 | 254 | A54P33 A54P72 A54P33G A54P72G |  |  | A60X3E11910 | FALSE | HOFFMAN |  | UL cUL | https://hoffman.nvent.com/en-ca/products/low-profile-one-five-door-disconnect-enclosure-type-12-0 | https://hoffman.nvent.com/en-ca/print/pdf/node/124656
Wall Mount | Mild Steel | Type 12; IP55 | ANSI 61 | 1524 | 3004 | 305 | A54P33 A54P72 A54P33G A54P72G |  |  | A60X3E11912 | FALSE | HOFFMAN |  | UL cUL | https://hoffman.nvent.com/en-ca/products/low-profile-one-five-door-disconnect-enclosure-type-12-0 | https://hoffman.nvent.com/en-ca/print/pdf/node/124656
Wall Mount | Mild Steel | Type 12; IP55 | ANSI 61 | 1524 | 3004 | 457 | A54P33 A54P72 A54P33G A54P72G |  |  | A60X3E11918 | FALSE | HOFFMAN |  | UL cUL | https://hoffman.nvent.com/en-ca/products/low-profile-one-five-door-disconnect-enclosure-type-12-0 | https://hoffman.nvent.com/en-ca/print/pdf/node/124656
Wall Mount | Mild Steel | Type 12; IP55 | ANSI 61 | 1524 | 3004 | 610 | A54P33 A54P72 A54P33G A54P72G |  |  | A60X3E11924 | FALSE | HOFFMAN |  | UL cUL | https://hoffman.nvent.com/en-ca/products/low-profile-one-five-door-disconnect-enclosure-type-12-0 | https://hoffman.nvent.com/en-ca/print/pdf/node/124656
Wall Mount | Mild Steel | Type 12; IP55 | ANSI 61 | 1524 | 3975 | 305 | A54P72 A54P72G |  |  | A60X4E15712 | FALSE | HOFFMAN |  | UL cUL | https://hoffman.nvent.com/en-ca/products/low-profile-one-five-door-disconnect-enclosure-type-12-0 | https://hoffman.nvent.com/en-ca/print/pdf/node/124656
Wall Mount | Mild Steel | Type 12; IP55 | ANSI 61 | 1524 | 3975 | 406 | A54P72 A54P72G |  |  | A60X4E15716 | FALSE | HOFFMAN |  | UL cUL | https://hoffman.nvent.com/en-ca/products/low-profile-one-five-door-disconnect-enclosure-type-12-0 | https://hoffman.nvent.com/en-ca/print/pdf/node/124656
Wall Mount | Mild Steel | Type 12; IP55 | ANSI 61 | 1524 | 3975 | 457 | A54P72 A54P72G |  |  | A60X4E15718 | FALSE | HOFFMAN |  | UL cUL | https://hoffman.nvent.com/en-ca/products/low-profile-one-five-door-disconnect-enclosure-type-12-0 | https://hoffman.nvent.com/en-ca/print/pdf/node/124656
Wall Mount | Mild Steel | Type 12; IP55 | ANSI 61 | 1524 | 4985 | 457 | A54P33 A54P72 A54P33G A54P72G |  |  | A60X5E19618 | FALSE | HOFFMAN |  | UL cUL | https://hoffman.nvent.com/en-ca/products/low-profile-one-five-door-disconnect-enclosure-type-12-0 | https://hoffman.nvent.com/en-ca/print/pdf/node/124656
Wall Mount | Mild Steel | Type 12; IP55 | ANSI 61 | 762 | 718 | 254 | A25P21 A25P21G |  |  | A30X1E2810 | FALSE | HOFFMAN |  | UL cUL | https://hoffman.nvent.com/en-ca/products/low-profile-one-five-door-disconnect-enclosure-type-12-0 | https://hoffman.nvent.com/en-ca/print/pdf/node/124656
Wall Mount | Mild Steel | Type 12; IP55 | ANSI 61 | 762 | 718 | 203 | A25P21 A25P21G |  |  | A30X1E2808 | FALSE | HOFFMAN |  | UL cUL | https://hoffman.nvent.com/en-ca/products/low-profile-one-five-door-disconnect-enclosure-type-12-0 | https://hoffman.nvent.com/en-ca/print/pdf/node/124656
Wall Mount | Mild Steel | Type 12; IP55 | ANSI 61 | 762 | 1384 | 254 | A25P48 A25P48G |  |  | A30X2E5410 | FALSE | HOFFMAN |  | UL cUL | https://hoffman.nvent.com/en-ca/products/low-profile-one-five-door-disconnect-enclosure-type-12-0 | https://hoffman.nvent.com/en-ca/print/pdf/node/124656
Wall Mount | Mild Steel | Type 12; IP55 | ANSI 61 | 762 | 1384 | 203 | A25P48 A25P48G |  |  | A30X2E5408 | FALSE | HOFFMAN |  | UL cUL | https://hoffman.nvent.com/en-ca/products/low-profile-one-five-door-disconnect-enclosure-type-12-0 | https://hoffman.nvent.com/en-ca/print/pdf/node/124656
Wall Mount | Mild Steel | Type 12; IP55 | ANSI 61 | 762 | 2089 | 254 | A25P21 A25P48 A25P21G A25P48G |  |  | A30X3E8310 | FALSE | HOFFMAN |  | UL cUL | https://hoffman.nvent.com/en-ca/products/low-profile-one-five-door-disconnect-enclosure-type-12-0 | https://hoffman.nvent.com/en-ca/print/pdf/node/124656
Wall Mount | Mild Steel | Type 12; IP55 | ANSI 61 | 914 | 718 | 254 | A31P21 A31P21G |  |  | A36X1E2810 | FALSE | HOFFMAN |  | UL cUL | https://hoffman.nvent.com/en-ca/products/low-profile-one-five-door-disconnect-enclosure-type-12-0 | https://hoffman.nvent.com/en-ca/print/pdf/node/124656
Wall Mount | Mild Steel | Type 12; IP55 | ANSI 61 | 914 | 718 | 203 | A31P21 A31P21G |  |  | A36X1E2808 | FALSE | HOFFMAN |  | UL cUL | https://hoffman.nvent.com/en-ca/products/low-profile-one-five-door-disconnect-enclosure-type-12-0 | https://hoffman.nvent.com/en-ca/print/pdf/node/124656
Wall Mount | Mild Steel | Type 12; IP55 | ANSI 61 | 914 | 1384 | 254 | A31P48 A31P48G |  |  | A36X2E5410 | FALSE | HOFFMAN |  | UL cUL | https://hoffman.nvent.com/en-ca/products/low-profile-one-five-door-disconnect-enclosure-type-12-0 | https://hoffman.nvent.com/en-ca/print/pdf/node/124656
Wall Mount | Mild Steel | Type 12; IP55 | ANSI 61 | 914 | 1384 | 203 | A31P48 A31P48G |  |  | A36X2E5408 | FALSE | HOFFMAN |  | UL cUL | https://hoffman.nvent.com/en-ca/products/low-profile-one-five-door-disconnect-enclosure-type-12-0 | https://hoffman.nvent.com/en-ca/print/pdf/node/124656
Wall Mount | Mild Steel | Type 12; IP55 | ANSI 61 | 914 | 2089 | 254 | A31P21 A31P48 A31P21G A31P48G |  |  | A36X3E8310 | FALSE | HOFFMAN |  | UL cUL | https://hoffman.nvent.com/en-ca/products/low-profile-one-five-door-disconnect-enclosure-type-12-0 | https://hoffman.nvent.com/en-ca/print/pdf/node/124656
Wall Mount | Mild Steel | Type 12; IP55 | ANSI 61 | 1067 | 718 | 254 | A37P21 A37P21G |  |  | A42X1E2810 | FALSE | HOFFMAN |  | UL cUL | https://hoffman.nvent.com/en-ca/products/low-profile-one-five-door-disconnect-enclosure-type-12-0 | https://hoffman.nvent.com/en-ca/print/pdf/node/124656
Wall Mount | Mild Steel | Type 12; IP55 | ANSI 61 | 1067 | 1384 | 254 | A37P48 A37P48G |  |  | A42X2E5410 | FALSE | HOFFMAN |  | UL cUL | https://hoffman.nvent.com/en-ca/products/low-profile-one-five-door-disconnect-enclosure-type-12-0 | https://hoffman.nvent.com/en-ca/print/pdf/node/124656
Wall Mount | Mild Steel | Type 12; IP55 | ANSI 61 | 1067 | 1384 | 203 | A37P48 A37P48G |  |  | A42X2E5408 | FALSE | HOFFMAN |  | UL cUL | https://hoffman.nvent.com/en-ca/products/low-profile-one-five-door-disconnect-enclosure-type-12-0 | https://hoffman.nvent.com/en-ca/print/pdf/node/124656
Wall Mount | Mild Steel | Type 12; IP55 | ANSI 61 | 1067 | 2089 | 254 | A37P21 A37P48 A37P21G A37P48G |  |  | A42X3E8310 | FALSE | HOFFMAN |  | UL cUL | https://hoffman.nvent.com/en-ca/products/low-profile-one-five-door-disconnect-enclosure-type-12-0 | https://hoffman.nvent.com/en-ca/print/pdf/node/124656
Wall Mount | Mild Steel | Type 12; IP55 | ANSI 61 | 1219 | 1022 | 254 | A42P33 A42P33G |  |  | A48X1E4010 | FALSE | HOFFMAN |  | UL cUL | https://hoffman.nvent.com/en-ca/products/low-profile-one-five-door-disconnect-enclosure-type-12-0 | https://hoffman.nvent.com/en-ca/print/pdf/node/124656
Wall Mount | Mild Steel | Type 12; IP55 | ANSI 61 | 1219 | 1022 | 457 | A42P33 A42P33G |  |  | A48X1E4018 | FALSE | HOFFMAN |  | UL cUL | https://hoffman.nvent.com/en-ca/products/low-profile-one-five-door-disconnect-enclosure-type-12-0 | https://hoffman.nvent.com/en-ca/print/pdf/node/124656
Wall Mount | Mild Steel | Type 12; IP55 | ANSI 61 | 1219 | 1022 | 610 | A42P33 A42P33G |  |  | A48X1E4024 | FALSE | HOFFMAN |  | UL cUL | https://hoffman.nvent.com/en-ca/products/low-profile-one-five-door-disconnect-enclosure-type-12-0 | https://hoffman.nvent.com/en-ca/print/pdf/node/124656
Wall Mount | Mild Steel | Type 12; IP55 | ANSI 61 | 1219 | 1994 | 254 | A42P72 A42P72G |  |  | A48X2E7810 | FALSE | HOFFMAN |  | UL cUL | https://hoffman.nvent.com/en-ca/products/low-profile-one-five-door-disconnect-enclosure-type-12-0 | https://hoffman.nvent.com/en-ca/print/pdf/node/124656
Wall Mount | Mild Steel | Type 12; IP55 | ANSI 61 | 1219 | 1994 | 305 | A42P72 A42P72G |  |  | A48X2E7812 | FALSE | HOFFMAN |  | UL cUL | https://hoffman.nvent.com/en-ca/products/low-profile-one-five-door-disconnect-enclosure-type-12-0 | https://hoffman.nvent.com/en-ca/print/pdf/node/124656
Wall Mount | Mild Steel | Type 12; IP55 | ANSI 61 | 1219 | 1994 | 457 | A42P72 A42P72G |  |  | A48X2E7818 | FALSE | HOFFMAN |  | UL cUL | https://hoffman.nvent.com/en-ca/products/low-profile-one-five-door-disconnect-enclosure-type-12-0 | https://hoffman.nvent.com/en-ca/print/pdf/node/124656
Wall Mount | Mild Steel | Type 12; IP55 | ANSI 61 | 1219 | 1994 | 610 | A42P72 A42P72G |  |  | A48X2E7824 | FALSE | HOFFMAN |  | UL cUL | https://hoffman.nvent.com/en-ca/products/low-profile-one-five-door-disconnect-enclosure-type-12-0 | https://hoffman.nvent.com/en-ca/print/pdf/node/124656
Wall Mount | Mild Steel | Type 12; IP55 | ANSI 61 | 1524 | 1022 | 254 | A54P33 A54P33G |  |  | A60X1E4010 | FALSE | HOFFMAN |  | UL cUL | https://hoffman.nvent.com/en-ca/products/low-profile-one-five-door-disconnect-enclosure-type-12-0 | https://hoffman.nvent.com/en-ca/print/pdf/node/124656
Wall Mount | Mild Steel | Type 12; IP55 | ANSI 61 | 1524 | 1022 | 457 | A54P33 A54P33G |  |  | A60X1E4018 | FALSE | HOFFMAN |  | UL cUL | https://hoffman.nvent.com/en-ca/products/low-profile-one-five-door-disconnect-enclosure-type-12-0 | https://hoffman.nvent.com/en-ca/print/pdf/node/124656
Wall Mount | Mild Steel | Type 12; IP55 | ANSI 61 | 1524 | 1022 | 610 | A54P33 A54P33G |  |  | A60X1E4024 | FALSE | HOFFMAN |  | UL cUL | https://hoffman.nvent.com/en-ca/products/low-profile-one-five-door-disconnect-enclosure-type-12-0 | https://hoffman.nvent.com/en-ca/print/pdf/node/124656
Wall Mount | Mild Steel | Type 12; IP55 | ANSI 61 | 1524 | 1022 | 203 | A54P33 A54P33G |  |  | A60X1E4008 | FALSE | HOFFMAN |  | UL cUL | https://hoffman.nvent.com/en-ca/products/low-profile-one-five-door-disconnect-enclosure-type-12-0 | https://hoffman.nvent.com/en-ca/print/pdf/node/124656
Wall Mount | Mild Steel | Type 12; IP55 | ANSI 61 | 1524 | 1994 | 254 | A54P72 A54P72G |  |  | A60X2E7810 | FALSE | HOFFMAN |  | UL cUL | https://hoffman.nvent.com/en-ca/products/low-profile-one-five-door-disconnect-enclosure-type-12-0 | https://hoffman.nvent.com/en-ca/print/pdf/node/124656
Wall Mount | Mild Steel | Type 12; IP55 | ANSI 61 | 1524 | 1994 | 457 | A54P72 A54P72G |  |  | A60X2E7818 | FALSE | HOFFMAN |  | UL cUL | https://hoffman.nvent.com/en-ca/products/low-profile-one-five-door-disconnect-enclosure-type-12-0 | https://hoffman.nvent.com/en-ca/print/pdf/node/124656
Wall Mount | Mild Steel | Type 12; IP55 | ANSI 61 | 1524 | 1994 | 610 | A54P72 A54P72G |  |  | A60X2E7824 | FALSE | HOFFMAN |  | UL cUL | https://hoffman.nvent.com/en-ca/products/low-profile-one-five-door-disconnect-enclosure-type-12-0 | https://hoffman.nvent.com/en-ca/print/pdf/node/124656
Wall Mount | Mild Steel | Type 12; IP55 | ANSI 61 | 1524 | 1994 | 203 | A54P72 A54P72G |  |  | A60X2E7808 | FALSE | HOFFMAN |  | UL cUL | https://hoffman.nvent.com/en-ca/products/low-profile-one-five-door-disconnect-enclosure-type-12-0 | https://hoffman.nvent.com/en-ca/print/pdf/node/124656
Wall Mount | Mild Steel | Type 12; IP55 | ANSI 61 | 1067 | 2756 | 254 | A37P48 A37P48G |  |  | A42X4E10810 | FALSE | HOFFMAN |  | UL cUL | https://hoffman.nvent.com/en-ca/products/low-profile-one-five-door-disconnect-enclosure-type-12-0 | https://hoffman.nvent.com/en-ca/print/pdf/node/124656
Wall Mount | Fiberglass | Type 3, 3R, 4, 4X, 12, 13; IP66 | RAL 7035 | 297 | 246 | 156 | A12P10 A12P10AL | 273 | 226 | RHJ1210HWPL2LG | FALSE | HOFFMAN |  | UL cUL | https://hoffman.nvent.com/en-ca/products/raised-cover-latches-type-4x-0 | https://hoffman.nvent.com/en-ca/print/pdf/node/127661
Wall Mount | Fiberglass | Type 3, 3R, 4, 4X, 12, 13; IP66 | RAL 7035 | 297 | 246 | 156 | A12P10 A12P10AL | 273 | 226 | RHJB1210HWPL2LG | FALSE | HOFFMAN |  | UL cUL | https://hoffman.nvent.com/en-ca/products/raised-cover-latches-type-4x-0 | https://hoffman.nvent.com/en-ca/print/pdf/node/127661
Wall Mount | Fiberglass | Type 3, 3R, 4, 4X, 12, 13; IP66 | RAL 7035 | 346 | 295 | 184 | A16P14 A16P14AL | 324 | 276 | RHJ1412HWPL2LG | FALSE | HOFFMAN |  | UL cUL | https://hoffman.nvent.com/en-ca/products/raised-cover-latches-type-4x-0 | https://hoffman.nvent.com/en-ca/print/pdf/node/127661
Wall Mount | Fiberglass | Type 3, 3R, 4, 4X, 12, 13; IP66 | RAL 7035 | 346 | 295 | 184 | A14P12 A14P12AL | 324 | 276 | RHJB1412HWPL2LG | FALSE | HOFFMAN |  | UL cUL | https://hoffman.nvent.com/en-ca/products/raised-cover-latches-type-4x-0 | https://hoffman.nvent.com/en-ca/print/pdf/node/127661
Wall Mount | Fiberglass | Type 3, 3R, 4, 4X, 12, 13; IP66 | RAL 7035 | 397 | 346 | 184 | A16P14 A16P14AL | 375 | 327 | RHJ1614HWPL2LG | FALSE | HOFFMAN |  | UL cUL | https://hoffman.nvent.com/en-ca/products/raised-cover-latches-type-4x-0 | https://hoffman.nvent.com/en-ca/print/pdf/node/127661
Wall Mount | Fiberglass | Type 3, 3R, 4, 4X, 12, 13; IP66 | RAL 7035 | 397 | 346 | 184 | A16P14 A16P14AL | 375 | 327 | RHJB1614HWPL2LG | FALSE | HOFFMAN |  | UL cUL | https://hoffman.nvent.com/en-ca/products/raised-cover-latches-type-4x-0 | https://hoffman.nvent.com/en-ca/print/pdf/node/127661
Wall Mount | Fiberglass | Type 3, 3R, 4, 4X, 12, 13; IP66 | RAL 7035 | 444 | 401 | 240 | A18P16 A18P16AL | 425 | 378 | RHJ1816HWPL2LG | FALSE | HOFFMAN |  | UL cUL | https://hoffman.nvent.com/en-ca/products/raised-cover-latches-type-4x-0 | https://hoffman.nvent.com/en-ca/print/pdf/node/127661
Wall Mount | Fiberglass | Type 3, 3R, 4, 4X, 12, 13; IP66 | RAL 7035 | 246 | 196 | 150 | A10P8 A10P8AL | 222 | 102 | RHJ1008HWPL1LG | FALSE | HOFFMAN |  | UL cUL | https://hoffman.nvent.com/en-ca/products/raised-cover-latches-type-4x-0 | https://hoffman.nvent.com/en-ca/print/pdf/node/127661
Wall Mount | Fiberglass | Type 3, 3R, 4, 4X, 12, 13; IP66 | RAL 7035 | 246 | 196 | 150 | A10P8 A10P8AL | 222 | 102 | RHJB1008HWPL1LG | FALSE | HOFFMAN |  | UL cUL | https://hoffman.nvent.com/en-ca/products/raised-cover-latches-type-4x-0 | https://hoffman.nvent.com/en-ca/print/pdf/node/127661
Wall Mount | Fiberglass | Type 3, 3R, 4, 4X, 12, 13; IP66 | RAL 7035 | 513 | 413 | 254 | A20P16 A20P16G | 432 | 330 | A20HS1610GQRLP | FALSE | HOFFMAN |  | UL cUL | https://hoffman.nvent.com/en-ca/products/fiberglass-disconnect-type-4x-0 | https://hoffman.nvent.com/en-ca/print/pdf/node/124611
Wall Mount | Fiberglass | Type 3, 3R, 4, 4X, 12, 13; IP66 | RAL 7035 | 614 | 614 | 305 | A24P24 A24P24G | 533 | 533 | A24HS2412GQRLP | FALSE | HOFFMAN |  | UL cUL | https://hoffman.nvent.com/en-ca/products/fiberglass-disconnect-type-4x-0 | https://hoffman.nvent.com/en-ca/print/pdf/node/124611
Wall Mount | Fiberglass | Type 3, 3R, 4, 4X, 12, 13; IP66 | RAL 7035 | 614 | 614 | 203 | A24P24 A24P24G | 533 | 533 | A24HS2408GQRLP | FALSE | HOFFMAN |  | UL cUL | https://hoffman.nvent.com/en-ca/products/fiberglass-disconnect-type-4x-0 | https://hoffman.nvent.com/en-ca/print/pdf/node/124611
Wall Mount | Fiberglass | Type 3, 3R, 4, 4X, 12, 13; IP66 | RAL 7035 | 616 | 514 | 203 | A24P20 A24P20G | 533 | 432 | A24HS2008GQRLP | FALSE | HOFFMAN |  | UL cUL | https://hoffman.nvent.com/en-ca/products/fiberglass-disconnect-type-4x-0 | https://hoffman.nvent.com/en-ca/print/pdf/node/124611
Wall Mount | Fiberglass | Type 3, 3R, 4, 4X, 12, 13; IP66 | RAL 7035 | 768 | 616 | 305 | A30P24 A30P24G | 686 | 533 | A30HS2412GQRLP | FALSE | HOFFMAN |  | UL cUL | https://hoffman.nvent.com/en-ca/products/fiberglass-disconnect-type-4x-0 | https://hoffman.nvent.com/en-ca/print/pdf/node/124611
Wall Mount | Fiberglass | Type 3, 3R, 4, 4X, 12, 13; IP66 | RAL 7035 | 921 | 768 | 305 | A36P30 A36P30G | 838 | 686 | A36HS3012GQRLP | FALSE | HOFFMAN |  | UL cUL | https://hoffman.nvent.com/en-ca/products/fiberglass-disconnect-type-4x-0 | https://hoffman.nvent.com/en-ca/print/pdf/node/124611
Wall Mount | Fiberglass | Type 3, 3R, 4, 4X, 12, 13; IP66 | RAL 7035 | 1226 | 921 | 305 | A48P36 A48P36G | 1143 | 838 | A48HS3612GQRLP | FALSE | HOFFMAN |  | UL cUL | https://hoffman.nvent.com/en-ca/products/fiberglass-disconnect-type-4x-0 | https://hoffman.nvent.com/en-ca/print/pdf/node/124611
Wall Mount | Fiberglass | Type 3, 3R, 4, 4X, 12, 13; IP66 | RAL 7035 | 1530 | 922 | 305 | A60P36 A60P36G | 1448 | 838 | A60HS3612GQRLP | FALSE | HOFFMAN |  | UL cUL | https://hoffman.nvent.com/en-ca/products/fiberglass-disconnect-type-4x-0 | https://hoffman.nvent.com/en-ca/print/pdf/node/124611
Wall Mount | Mild Steel | Type 4, 12, 13; IP66 | ANSI 61 | 305 | 305 | 152 | CP1212 CP1212G | 259 | 259 | CFM12126 | FALSE | HOFFMAN |  | UL cUL | https://hoffman.nvent.com/en-ca/products/concept-flush-mounted-enclosures-0 | https://hoffman.nvent.com/en-ca/print/pdf/node/129316
Wall Mount | Mild Steel | Type 4, 12, 13; IP66 | ANSI 61 | 406 | 305 | 152 | CP1612 CP1612G | 361 | 259 | CFM16126 | FALSE | HOFFMAN |  | UL cUL | https://hoffman.nvent.com/en-ca/products/concept-flush-mounted-enclosures-0 | https://hoffman.nvent.com/en-ca/print/pdf/node/129316
Wall Mount | Mild Steel | Type 4, 12, 13; IP66 | ANSI 61 | 508 | 406 | 152 | CP2016 CP2016G | 462 | 361 | CFM20166 | FALSE | HOFFMAN |  | UL cUL | https://hoffman.nvent.com/en-ca/products/concept-flush-mounted-enclosures-0 | https://hoffman.nvent.com/en-ca/print/pdf/node/129316
Wall Mount | Mild Steel | Type 4, 12, 13; IP66 | ANSI 61 | 508 | 508 | 152 | CP2020 CP2020G | 462 | 462 | CFM20206 | FALSE | HOFFMAN |  | UL cUL | https://hoffman.nvent.com/en-ca/products/concept-flush-mounted-enclosures-0 | https://hoffman.nvent.com/en-ca/print/pdf/node/129316
Wall Mount | Mild Steel | Type 4, 12, 13; IP66 | ANSI 61 | 610 | 508 | 203 | CP2420 CP2420G | 564 | 462 | CFM24208 | FALSE | HOFFMAN |  | UL cUL | https://hoffman.nvent.com/en-ca/products/concept-flush-mounted-enclosures-0 | https://hoffman.nvent.com/en-ca/print/pdf/node/129316
Wall Mount | Mild Steel | Type 4, 12, 13; IP66 | ANSI 61 | 610 | 610 | 203 | CP2424 CP2424G | 564 | 564 | CFM24248 | FALSE | HOFFMAN |  | UL cUL | https://hoffman.nvent.com/en-ca/products/concept-flush-mounted-enclosures-0 | https://hoffman.nvent.com/en-ca/print/pdf/node/129316
Wall Mount | Mild Steel | Type 4, 12, 13; IP66 | ANSI 61 | 762 | 610 | 203 | CP3024 CP3024G | 716 | 564 | CFM30248 | FALSE | HOFFMAN |  | UL cUL | https://hoffman.nvent.com/en-ca/products/concept-flush-mounted-enclosures-0 | https://hoffman.nvent.com/en-ca/print/pdf/node/129316
Wall Mount | Mild Steel | Type 4, 12, 13; IP66 | RAL 7035 | 305 | 305 | 152 | CP1212 CP1212G | 259 | 259 | CFM12126LG | FALSE | HOFFMAN |  | UL cUL | https://hoffman.nvent.com/en-ca/products/concept-flush-mounted-enclosures-0 | https://hoffman.nvent.com/en-ca/print/pdf/node/129316
Wall Mount | Mild Steel | Type 4, 12, 13; IP66 | RAL 7035 | 406 | 305 | 152 | CP1612 CP1612G | 361 | 259 | CFM16126LG | FALSE | HOFFMAN |  | UL cUL | https://hoffman.nvent.com/en-ca/products/concept-flush-mounted-enclosures-0 | https://hoffman.nvent.com/en-ca/print/pdf/node/129316
Wall Mount | Mild Steel | Type 4, 12, 13; IP66 | RAL 7035 | 508 | 406 | 152 | CP2016 CP2016G | 462 | 361 | CFM20166LG | FALSE | HOFFMAN |  | UL cUL | https://hoffman.nvent.com/en-ca/products/concept-flush-mounted-enclosures-0 | https://hoffman.nvent.com/en-ca/print/pdf/node/129316
Wall Mount | Mild Steel | Type 4, 12, 13; IP66 | RAL 7035 | 508 | 508 | 152 | CP2020 CP2020G | 462 | 462 | CFM20206LG | FALSE | HOFFMAN |  | UL cUL | https://hoffman.nvent.com/en-ca/products/concept-flush-mounted-enclosures-0 | https://hoffman.nvent.com/en-ca/print/pdf/node/129316
Wall Mount | Mild Steel | Type 4, 12, 13; IP66 | RAL 7035 | 610 | 508 | 203 | CP2420 CP2420G | 564 | 462 | CFM24208LG | FALSE | HOFFMAN |  | UL cUL | https://hoffman.nvent.com/en-ca/products/concept-flush-mounted-enclosures-0 | https://hoffman.nvent.com/en-ca/print/pdf/node/129316
Wall Mount | Mild Steel | Type 4, 12, 13; IP66 | RAL 7035 | 610 | 610 | 203 | CP2424 CP2424G | 564 | 564 | CFM24248LG | FALSE | HOFFMAN |  | UL cUL | https://hoffman.nvent.com/en-ca/products/concept-flush-mounted-enclosures-0 | https://hoffman.nvent.com/en-ca/print/pdf/node/129316
Wall Mount | Mild Steel | Type 4, 12, 13; IP66 | RAL 7035 | 762 | 610 | 203 | CP3024 CP3024G | 716 | 564 | CFM30248LG | FALSE | HOFFMAN |  | UL cUL | https://hoffman.nvent.com/en-ca/products/concept-flush-mounted-enclosures-0 | https://hoffman.nvent.com/en-ca/print/pdf/node/129316
Wall Mount | Stainless Steel 304 | Type 12; IP55 | Unpainted | 610 | 1067 | 203 | A42P24 A42P24G | 991 | 533 | A244208WFSSLP | FALSE | HOFFMAN |  | UL cUL | https://hoffman.nvent.com/en-ca/products/stainless-steel-wallmount-2-door-3-point-latch-type-12 | https://hoffman.nvent.com/en-ca/print/pdf/node/127736
Wall Mount | Stainless Steel 304 | Type 12; IP55 | Unpainted | 610 | 1219 | 203 | A48P24 A48P24G | 1143 | 533 | A244808WFSSLP | FALSE | HOFFMAN |  | UL cUL | https://hoffman.nvent.com/en-ca/products/stainless-steel-wallmount-2-door-3-point-latch-type-12 | https://hoffman.nvent.com/en-ca/print/pdf/node/127736
Wall Mount | Stainless Steel 304 | Type 12; IP55 | Unpainted | 762 | 1067 | 254 | A42P30 A42P30G | 991 | 686 | A304210WFSSLP | FALSE | HOFFMAN |  | UL cUL | https://hoffman.nvent.com/en-ca/products/stainless-steel-wallmount-2-door-3-point-latch-type-12 | https://hoffman.nvent.com/en-ca/print/pdf/node/127736
Wall Mount | Stainless Steel 304 | Type 12; IP55 | Unpainted | 762 | 1219 | 254 | A48P30 A48P30G | 1143 | 686 | A304810WFSSLP | FALSE | HOFFMAN |  | UL cUL | https://hoffman.nvent.com/en-ca/products/stainless-steel-wallmount-2-door-3-point-latch-type-12 | https://hoffman.nvent.com/en-ca/print/pdf/node/127736
Wall Mount | Stainless Steel 304 | Type 12; IP55 | Unpainted | 762 | 1524 | 254 | A60P30 A60P30G | 1448 | 686 | A306010WFSSLP | FALSE | HOFFMAN |  | UL cUL | https://hoffman.nvent.com/en-ca/products/stainless-steel-wallmount-2-door-3-point-latch-type-12 | https://hoffman.nvent.com/en-ca/print/pdf/node/127736
Wall Mount | Stainless Steel 304 | Type 12; IP55 | Unpainted | 914 | 1067 | 305 | A42P36 A42P36G | 991 | 838 | A364212WFSSLP | FALSE | HOFFMAN |  | UL cUL | https://hoffman.nvent.com/en-ca/products/stainless-steel-wallmount-2-door-3-point-latch-type-12 | https://hoffman.nvent.com/en-ca/print/pdf/node/127736
Wall Mount | Stainless Steel 304 | Type 12; IP55 | Unpainted | 914 | 1219 | 305 | A48P36 A48P36G | 1143 | 838 | A364812WFSSLP | FALSE | HOFFMAN |  | UL cUL | https://hoffman.nvent.com/en-ca/products/stainless-steel-wallmount-2-door-3-point-latch-type-12 | https://hoffman.nvent.com/en-ca/print/pdf/node/127736
Wall Mount | Stainless Steel 304 | Type 12; IP55 | Unpainted | 914 | 1524 | 305 | A60P36 A60P36G | 1448 | 838 | A366012WFSSLP | FALSE | HOFFMAN |  | UL cUL | https://hoffman.nvent.com/en-ca/products/stainless-steel-wallmount-2-door-3-point-latch-type-12 | https://hoffman.nvent.com/en-ca/print/pdf/node/127736
Wall Mount | Stainless Steel 304 | Type 12; IP55 | Unpainted | 1067 | 1067 | 305 | A42P42 A42P42G | 991 | 991 | A424212WFSSLP | FALSE | HOFFMAN |  | UL cUL | https://hoffman.nvent.com/en-ca/products/stainless-steel-wallmount-2-door-3-point-latch-type-12 | https://hoffman.nvent.com/en-ca/print/pdf/node/127736
Wall Mount | Stainless Steel 304 | Type 12; IP55 | Unpainted | 1067 | 1219 | 305 | A48P42 A48P42G | 1143 | 991 | A424812WFSSLP | FALSE | HOFFMAN |  | UL cUL | https://hoffman.nvent.com/en-ca/products/stainless-steel-wallmount-2-door-3-point-latch-type-12 | https://hoffman.nvent.com/en-ca/print/pdf/node/127736
Wall Mount | Stainless Steel 304 | Type 12; IP55 | Unpainted | 1067 | 1524 | 305 | A60BFP42 A60BFP42G | 1422 | 965 | A426012WFSSALP | FALSE | HOFFMAN |  | UL cUL | https://hoffman.nvent.com/en-ca/products/stainless-steel-wallmount-2-door-3-point-latch-type-12 | https://hoffman.nvent.com/en-ca/print/pdf/node/127736
Wall Mount | Stainless Steel 304 | Type 12; IP55 | Unpainted | 1219 | 1219 | 305 | A48P48 A48P48G | 1118 | 1118 | A484812WFSSLP | FALSE | HOFFMAN |  | UL cUL | https://hoffman.nvent.com/en-ca/products/stainless-steel-wallmount-2-door-3-point-latch-type-12 | https://hoffman.nvent.com/en-ca/print/pdf/node/127736
Wall Mount | Fiberglass | Type 3, 3R, 4, 4X, 12, 13; IP66 | RAL 7035 | 305 | 203 | 178 | A10P8 A10P8AL | 222 | 175 | A1287JFGQRPWR | TRUE | HOFFMAN |  | UL cUL | https://hoffman.nvent.com/en-ca/products/screw-or-hinge-cover-quick-release-latch-type-4x-0 | https://hoffman.nvent.com/en-ca/print/pdf/node/127671
Wall Mount | Fiberglass | Type 3, 3R, 4, 4X, 12, 13; IP66 | RAL 7035 | 356 | 254 | 178 | A12P10 A12P10AL | 273 | 226 | A14107JFGQRPWR | TRUE | HOFFMAN |  | UL cUL | https://hoffman.nvent.com/en-ca/products/screw-or-hinge-cover-quick-release-latch-type-4x-0 | https://hoffman.nvent.com/en-ca/print/pdf/node/127671
Wall Mount | Fiberglass | Type 3, 3R, 4, 4X, 12, 13; IP66 | RAL 7035 | 406 | 305 | 203 | A14P12 A14P12AL | 324 | 276 | A16128JFGQRPWR | TRUE | HOFFMAN |  | UL cUL | https://hoffman.nvent.com/en-ca/products/screw-or-hinge-cover-quick-release-latch-type-4x-0 | https://hoffman.nvent.com/en-ca/print/pdf/node/127671
Wall Mount | Fiberglass | Type 3, 3R, 4, 4X, 12, 13; IP66 | RAL 7035 | 457 | 356 | 229 | A16P14 A16P14AL | 375 | 327 | A18149JFGQRPWR | TRUE | HOFFMAN |  | UL cUL | https://hoffman.nvent.com/en-ca/products/screw-or-hinge-cover-quick-release-latch-type-4x-0 | https://hoffman.nvent.com/en-ca/print/pdf/node/127671
Wall Mount | Fiberglass | Type 3, 3R, 4, 4X, 12, 13; IP66 | RAL 7035 | 203 | 152 | 127 | A6P6 A6P6AL | 124 | 124 | A865JFGQRPWR | TRUE | HOFFMAN |  | UL cUL | https://hoffman.nvent.com/en-ca/products/screw-or-hinge-cover-quick-release-latch-type-4x-0 | https://hoffman.nvent.com/en-ca/print/pdf/node/127671
Wall Mount | Fiberglass | Type 3, 3R, 4, 4X, 12, 13; IP66 | RAL 7035 | 254 | 152 | 152 | A8P6 A8P6AL | 171 | 124 | A1066JFGQRPWR | TRUE | HOFFMAN |  | UL cUL | https://hoffman.nvent.com/en-ca/products/screw-or-hinge-cover-quick-release-latch-type-4x-0 | https://hoffman.nvent.com/en-ca/print/pdf/node/127671
Wall Mount | Fiberglass | Type 3, 3R, 4, 4X, 12, 13; IP66 | RAL 7035 | 305 | 203 | 178 | A10P8 A10P8AL | 222 | 175 | A1287JFGQRR | FALSE | HOFFMAN |  | UL cUL | https://hoffman.nvent.com/en-ca/products/screw-or-hinge-cover-quick-release-latch-type-4x-0 | https://hoffman.nvent.com/en-ca/print/pdf/node/127671
Wall Mount | Fiberglass | Type 3, 3R, 4, 4X, 12, 13; IP66 | RAL 7035 | 356 | 254 | 178 | A12P10 A12P10AL | 273 | 226 | A14107JFGQRR | FALSE | HOFFMAN |  | UL cUL | https://hoffman.nvent.com/en-ca/products/screw-or-hinge-cover-quick-release-latch-type-4x-0 | https://hoffman.nvent.com/en-ca/print/pdf/node/127671
Wall Mount | Fiberglass | Type 3, 3R, 4, 4X, 12, 13; IP66 | RAL 7035 | 406 | 305 | 203 | A14P12 A14P12AL | 324 | 276 | A16128JFGQRR | FALSE | HOFFMAN |  | UL cUL | https://hoffman.nvent.com/en-ca/products/screw-or-hinge-cover-quick-release-latch-type-4x-0 | https://hoffman.nvent.com/en-ca/print/pdf/node/127671
Wall Mount | Fiberglass | Type 3, 3R, 4, 4X, 12, 13; IP66 | RAL 7035 | 457 | 356 | 229 | A16P14 A16P14AL | 375 | 327 | A18149JFGQRR | FALSE | HOFFMAN |  | UL cUL | https://hoffman.nvent.com/en-ca/products/screw-or-hinge-cover-quick-release-latch-type-4x-0 | https://hoffman.nvent.com/en-ca/print/pdf/node/127671
Wall Mount | Fiberglass | Type 3, 3R, 4, 4X, 12, 13; IP66 | RAL 7035 | 152 | 102 | 127 |  |  |  | A645JFGQRR | FALSE | HOFFMAN |  | UL cUL | https://hoffman.nvent.com/en-ca/products/screw-or-hinge-cover-quick-release-latch-type-4x-0 | https://hoffman.nvent.com/en-ca/print/pdf/node/127671
Wall Mount | Fiberglass | Type 3, 3R, 4, 4X, 12, 13; IP66 | RAL 7035 | 203 | 102 | 127 | A6P4 A6P4AL | 124 | 73 | A845JFGQRR | FALSE | HOFFMAN |  | UL cUL | https://hoffman.nvent.com/en-ca/products/screw-or-hinge-cover-quick-release-latch-type-4x-0 | https://hoffman.nvent.com/en-ca/print/pdf/node/127671
Wall Mount | Fiberglass | Type 3, 3R, 4, 4X, 12, 13; IP66 | RAL 7035 | 203 | 152 | 127 | A6P6 A6P6AL | 124 | 124 | A865JFGQRR | FALSE | HOFFMAN |  | UL cUL | https://hoffman.nvent.com/en-ca/products/screw-or-hinge-cover-quick-release-latch-type-4x-0 | https://hoffman.nvent.com/en-ca/print/pdf/node/127671
Wall Mount | Fiberglass | Type 3, 3R, 4, 4X, 12, 13; IP66 | RAL 7035 | 254 | 152 | 152 | A8P6 A8P6AL | 171 | 124 | A1066JFGQRR | FALSE | HOFFMAN |  | UL cUL | https://hoffman.nvent.com/en-ca/products/screw-or-hinge-cover-quick-release-latch-type-4x-0 | https://hoffman.nvent.com/en-ca/print/pdf/node/127671
Wall Mount | Fiberglass | Type 3, 3R, 4, 4X, 12, 13; IP66 | RAL 7035 | 305 | 203 | 178 | A10P8 A10P8AL | 222 | 175 | A1287JFGR | FALSE | HOFFMAN |  | UL cUL | https://hoffman.nvent.com/en-ca/products/screw-or-hinge-cover-quick-release-latch-type-4x-0 | https://hoffman.nvent.com/en-ca/print/pdf/node/127671
Wall Mount | Fiberglass | Type 3, 3R, 4, 4X, 12, 13; IP66 | RAL 7035 | 356 | 254 | 178 | A12P10 A12P10AL | 273 | 226 | A14107JFGR | FALSE | HOFFMAN |  | UL cUL | https://hoffman.nvent.com/en-ca/products/screw-or-hinge-cover-quick-release-latch-type-4x-0 | https://hoffman.nvent.com/en-ca/print/pdf/node/127671
Wall Mount | Fiberglass | Type 3, 3R, 4, 4X, 12, 13; IP66 | RAL 7035 | 406 | 305 | 203 | A14P12 A14P12AL | 324 | 276 | A16128JFGR | FALSE | HOFFMAN |  | UL cUL | https://hoffman.nvent.com/en-ca/products/screw-or-hinge-cover-quick-release-latch-type-4x-0 | https://hoffman.nvent.com/en-ca/print/pdf/node/127671
Wall Mount | Fiberglass | Type 3, 3R, 4, 4X, 12, 13; IP66 | RAL 7035 | 457 | 356 | 229 | A16P14 A16P14AL | 375 | 327 | A18149JFGR | FALSE | HOFFMAN |  | UL cUL | https://hoffman.nvent.com/en-ca/products/screw-or-hinge-cover-quick-release-latch-type-4x-0 | https://hoffman.nvent.com/en-ca/print/pdf/node/127671
Wall Mount | Fiberglass | Type 3, 3R, 4, 4X, 12, 13; IP66 | RAL 7035 | 152 | 102 | 127 |  |  |  | A645JFGR | FALSE | HOFFMAN |  | UL cUL | https://hoffman.nvent.com/en-ca/products/screw-or-hinge-cover-quick-release-latch-type-4x-0 | https://hoffman.nvent.com/en-ca/print/pdf/node/127671
Wall Mount | Fiberglass | Type 3, 3R, 4, 4X, 12, 13; IP66 | RAL 7035 | 203 | 102 | 127 | A6P4 A6P4AL | 124 | 73 | A845JFGR | FALSE | HOFFMAN |  | UL cUL | https://hoffman.nvent.com/en-ca/products/screw-or-hinge-cover-quick-release-latch-type-4x-0 | https://hoffman.nvent.com/en-ca/print/pdf/node/127671
Wall Mount | Fiberglass | Type 3, 3R, 4, 4X, 12, 13; IP66 | RAL 7035 | 203 | 152 | 127 | A6P6 A6P6AL | 124 | 124 | A865JFGR | FALSE | HOFFMAN |  | UL cUL | https://hoffman.nvent.com/en-ca/products/screw-or-hinge-cover-quick-release-latch-type-4x-0 | https://hoffman.nvent.com/en-ca/print/pdf/node/127671
Wall Mount | Fiberglass | Type 3, 3R, 4, 4X, 12, 13; IP66 | RAL 7035 | 254 | 152 | 152 | A8P6 A8P6AL | 171 | 124 | A1066JFGR | FALSE | HOFFMAN |  | UL cUL | https://hoffman.nvent.com/en-ca/products/screw-or-hinge-cover-quick-release-latch-type-4x-0 | https://hoffman.nvent.com/en-ca/print/pdf/node/127671
Wall Mount | Mild Steel | Type 3, 4, 12, 13; IP66 | ANSI 61 | 610 | 543 | 203 | A24P20 A24P20G | 533 | 432 | A24HS2108LP | FALSE | HOFFMAN |  | UL cUL | https://hoffman.nvent.com/en-ca/products/disconnect-enclosure-clamps-type-4-0 | https://hoffman.nvent.com/en-ca/print/pdf/node/124596
Wall Mount | Mild Steel | Type 3, 4, 12, 13; IP66 | ANSI 61 | 610 | 645 | 203 | A24P24 A24P24G | 533 | 533 | A24HS2508LP | FALSE | HOFFMAN |  | UL cUL | https://hoffman.nvent.com/en-ca/products/disconnect-enclosure-clamps-type-4-0 | https://hoffman.nvent.com/en-ca/print/pdf/node/124596
Wall Mount | Mild Steel | Type 3, 4, 12, 13; IP66 | ANSI 61 | 762 | 645 | 203 | A30P24 A30P24G | 686 | 533 | A30HS2508LP | FALSE | HOFFMAN |  | UL cUL | https://hoffman.nvent.com/en-ca/products/disconnect-enclosure-clamps-type-4-0 | https://hoffman.nvent.com/en-ca/print/pdf/node/124596
Wall Mount | Mild Steel | Type 3, 4, 12, 13; IP66 | ANSI 61 | 914 | 645 | 203 | A36P24 A36P24G | 838 | 533 | A36HS2508LP | FALSE | HOFFMAN |  | UL cUL | https://hoffman.nvent.com/en-ca/products/disconnect-enclosure-clamps-type-4-0 | https://hoffman.nvent.com/en-ca/print/pdf/node/124596
Wall Mount | Mild Steel | Type 3, 4, 12, 13; IP66 | ANSI 61 | 914 | 797 | 203 | A36P30 A36P30G | 838 | 686 | A36HS3108LP | FALSE | HOFFMAN |  | UL cUL | https://hoffman.nvent.com/en-ca/products/disconnect-enclosure-clamps-type-4-0 | https://hoffman.nvent.com/en-ca/print/pdf/node/124596
Wall Mount | Mild Steel | Type 3, 4, 12, 13; IP66 | ANSI 61 | 1067 | 797 | 305 | A42P30 A42P30G | 991 | 686 | A42HS3112LP | FALSE | HOFFMAN |  | UL cUL | https://hoffman.nvent.com/en-ca/products/disconnect-enclosure-clamps-type-4-0 | https://hoffman.nvent.com/en-ca/print/pdf/node/124596
Wall Mount | Mild Steel | Type 3, 4, 12, 13; IP66 | ANSI 61 | 1067 | 949 | 305 | A42P36 A42P36G | 991 | 838 | A42HS3712LP | FALSE | HOFFMAN |  | UL cUL | https://hoffman.nvent.com/en-ca/products/disconnect-enclosure-clamps-type-4-0 | https://hoffman.nvent.com/en-ca/print/pdf/node/124596
Wall Mount | Mild Steel | Type 3, 4, 12, 13; IP66 | ANSI 61 | 1219 | 949 | 305 | A48P36 A48P36G | 1143 | 838 | A48HS3712LP | FALSE | HOFFMAN |  | UL cUL | https://hoffman.nvent.com/en-ca/products/disconnect-enclosure-clamps-type-4-0 | https://hoffman.nvent.com/en-ca/print/pdf/node/124596
Wall Mount | Mild Steel | Type 3, 4, 12, 13; IP66 | ANSI 61 | 1524 | 949 | 305 | A60P36 A60P36G | 1448 | 838 | A60HS3712LP | FALSE | HOFFMAN |  | UL cUL | https://hoffman.nvent.com/en-ca/products/disconnect-enclosure-clamps-type-4-0 | https://hoffman.nvent.com/en-ca/print/pdf/node/124596
Wall Mount | Stainless Steel 304 | Type 3R, 4, 4X, 12, 13; IP66 | Unpainted | 508 | 559 | 203 | CP2020 CP2020G | 462 | 462 | CDSC20228SS | FALSE | HOFFMAN |  | UL cUL | https://hoffman.nvent.com/en-ca/products/concept-wallmount-disconnect-enclosure-type-4x | https://hoffman.nvent.com/en-ca/print/pdf/node/124586
Wall Mount | Stainless Steel 304 | Type 3R, 4, 4X, 12, 13; IP66 | Unpainted | 610 | 559 | 203 | CP2420 CP2420G | 564 | 462 | CDSC24228SS | FALSE | HOFFMAN |  | UL cUL | https://hoffman.nvent.com/en-ca/products/concept-wallmount-disconnect-enclosure-type-4x | https://hoffman.nvent.com/en-ca/print/pdf/node/124586
Wall Mount | Stainless Steel 304 | Type 3R, 4, 4X, 12, 13; IP66 | Unpainted | 610 | 660 | 203 | CP2424 CP2424G | 564 | 564 | CDSC24268SS | FALSE | HOFFMAN |  | UL cUL | https://hoffman.nvent.com/en-ca/products/concept-wallmount-disconnect-enclosure-type-4x | https://hoffman.nvent.com/en-ca/print/pdf/node/124586
Wall Mount | Stainless Steel 304 | Type 3R, 4, 4X, 12, 13; IP66 | Unpainted | 762 | 660 | 203 | CP3024 CP3024G | 716 | 564 | CDSC30268SS | FALSE | HOFFMAN |  | UL cUL | https://hoffman.nvent.com/en-ca/products/concept-wallmount-disconnect-enclosure-type-4x | https://hoffman.nvent.com/en-ca/print/pdf/node/124586
Wall Mount | Stainless Steel 304 | Type 3R, 4, 4X, 12, 13; IP66 | Unpainted | 914 | 660 | 203 | CP3624 CP3624G | 869 | 564 | CDSC36268SS | FALSE | HOFFMAN |  | UL cUL | https://hoffman.nvent.com/en-ca/products/concept-wallmount-disconnect-enclosure-type-4x | https://hoffman.nvent.com/en-ca/print/pdf/node/124586
Wall Mount | Stainless Steel 304 | Type 3R, 4, 4X, 12, 13; IP66 | Unpainted | 610 | 660 | 254 | CP2424 CP2424G | 564 | 564 | CDSC242610SS | FALSE | HOFFMAN |  | UL cUL | https://hoffman.nvent.com/en-ca/products/concept-wallmount-disconnect-enclosure-type-4x | https://hoffman.nvent.com/en-ca/print/pdf/node/124586
Wall Mount | Stainless Steel 304 | Type 3R, 4, 4X, 12, 13; IP66 | Unpainted | 762 | 660 | 254 | CP3024 CP3024G | 716 | 622 | CDSC302610SS | FALSE | HOFFMAN |  | UL cUL | https://hoffman.nvent.com/en-ca/products/concept-wallmount-disconnect-enclosure-type-4x | https://hoffman.nvent.com/en-ca/print/pdf/node/124586
Wall Mount | Stainless Steel 316L | Type 3R, 4, 4X, 12, 13; IP66 | Unpainted | 610 | 559 | 203 | CP2420 CP2420G | 564 | 462 | CDSC24228SS6 | FALSE | HOFFMAN |  | UL cUL | https://hoffman.nvent.com/en-ca/products/concept-wallmount-disconnect-enclosure-type-4x | https://hoffman.nvent.com/en-ca/print/pdf/node/124586
Wall Mount | Stainless Steel 316L | Type 3R, 4, 4X, 12, 13; IP66 | Unpainted | 610 | 660 | 203 | CP2424 CP2424G | 564 | 564 | CDSC24268SS6 | FALSE | HOFFMAN |  | UL cUL | https://hoffman.nvent.com/en-ca/products/concept-wallmount-disconnect-enclosure-type-4x | https://hoffman.nvent.com/en-ca/print/pdf/node/124586
Wall Mount | Stainless Steel 316L | Type 3R, 4, 4X, 12, 13; IP66 | Unpainted | 762 | 660 | 203 | CP3024 CP3024G | 716 | 564 | CDSC30268SS6 | FALSE | HOFFMAN |  | UL cUL | https://hoffman.nvent.com/en-ca/products/concept-wallmount-disconnect-enclosure-type-4x | https://hoffman.nvent.com/en-ca/print/pdf/node/124586
Wall Mount | Stainless Steel 316L | Type 3R, 4, 4X, 12, 13; IP66 | Unpainted | 914 | 660 | 203 | CP3624 CP3624G | 869 | 564 | CDSC36268SS6 | FALSE | HOFFMAN |  | UL cUL | https://hoffman.nvent.com/en-ca/products/concept-wallmount-disconnect-enclosure-type-4x | https://hoffman.nvent.com/en-ca/print/pdf/node/124586
Wall Mount | Stainless Steel 316L | Type 3R, 4, 4X, 12, 13; IP66 | Unpainted | 610 | 660 | 254 | CP2424 CP2424G | 564 | 564 | CDSC242610SS6 | FALSE | HOFFMAN |  | UL cUL | https://hoffman.nvent.com/en-ca/products/concept-wallmount-disconnect-enclosure-type-4x | https://hoffman.nvent.com/en-ca/print/pdf/node/124586
Wall Mount | Stainless Steel 316L | Type 3R, 4, 4X, 12, 13; IP66 | Unpainted | 762 | 660 | 254 | CP3024 CP3024G | 716 | 622 | CDSC302610SS6 | FALSE | HOFFMAN |  | UL cUL | https://hoffman.nvent.com/en-ca/products/concept-wallmount-disconnect-enclosure-type-4x | https://hoffman.nvent.com/en-ca/print/pdf/node/124586
Wall Mount | Stainless Steel 316L | Type 4, 4X, 12, 13; IP66 | Unpainted | 305 | 305 | 152 | CP1212 | 259 | 259 | AFM12126SS | FALSE | HOFFMAN |  | UL cUL | https://hoffman.nvent.com/en-ca/products/pharmapro-stainless-steel-flush-mount-type-4x | https://hoffman.nvent.com/en-ca/print/pdf/node/127831
Wall Mount | Stainless Steel 316L | Type 4, 4X, 12, 13; IP66 | Unpainted | 406 | 305 | 152 | CP1612 | 361 | 259 | AFM16126SS | FALSE | HOFFMAN |  | UL cUL | https://hoffman.nvent.com/en-ca/products/pharmapro-stainless-steel-flush-mount-type-4x | https://hoffman.nvent.com/en-ca/print/pdf/node/127831
Wall Mount | Stainless Steel 316L | Type 4, 4X, 12, 13; IP66 | Unpainted | 508 | 356 | 102 | CP2014 | 462 | 310 | AFM20144SS | FALSE | HOFFMAN |  | UL cUL | https://hoffman.nvent.com/en-ca/products/pharmapro-stainless-steel-flush-mount-type-4x | https://hoffman.nvent.com/en-ca/print/pdf/node/127831
Wall Mount | Stainless Steel 316L | Type 4, 4X, 12, 13; IP66 | Unpainted | 508 | 406 | 152 | CP2016 | 462 | 361 | AFM20166SS | FALSE | HOFFMAN |  | UL cUL | https://hoffman.nvent.com/en-ca/products/pharmapro-stainless-steel-flush-mount-type-4x | https://hoffman.nvent.com/en-ca/print/pdf/node/127831
Wall Mount | Stainless Steel 316L | Type 4, 4X, 12, 13; IP66 | Unpainted | 508 | 508 | 102 | CP2020 | 462 | 462 | AFM20204SS | FALSE | HOFFMAN |  | UL cUL | https://hoffman.nvent.com/en-ca/products/pharmapro-stainless-steel-flush-mount-type-4x | https://hoffman.nvent.com/en-ca/print/pdf/node/127831
Wall Mount | Stainless Steel 316L | Type 4, 4X, 12, 13; IP66 | Unpainted | 508 | 508 | 152 | CP2020 | 462 | 462 | AFM20206SS | FALSE | HOFFMAN |  | UL cUL | https://hoffman.nvent.com/en-ca/products/pharmapro-stainless-steel-flush-mount-type-4x | https://hoffman.nvent.com/en-ca/print/pdf/node/127831
Wall Mount | Stainless Steel 316L | Type 4, 4X, 12, 13; IP66 | Unpainted | 610 | 508 | 254 | CP2420 | 564 | 462 | AFM242010SS | FALSE | HOFFMAN |  | UL cUL | https://hoffman.nvent.com/en-ca/products/pharmapro-stainless-steel-flush-mount-type-4x | https://hoffman.nvent.com/en-ca/print/pdf/node/127831
Wall Mount | Stainless Steel 316L | Type 4, 4X, 12, 13; IP66 | Unpainted | 610 | 508 | 152 | CP2420 | 564 | 462 | AFM24206SS | FALSE | HOFFMAN |  | UL cUL | https://hoffman.nvent.com/en-ca/products/pharmapro-stainless-steel-flush-mount-type-4x | https://hoffman.nvent.com/en-ca/print/pdf/node/127831
Wall Mount | Stainless Steel 316L | Type 4, 4X, 12, 13; IP66 | Unpainted | 610 | 610 | 203 | CP2424 | 564 | 564 | AFM24248SS | FALSE | HOFFMAN |  | UL cUL | https://hoffman.nvent.com/en-ca/products/pharmapro-stainless-steel-flush-mount-type-4x | https://hoffman.nvent.com/en-ca/print/pdf/node/127831
Wall Mount | Stainless Steel 316L | Type 4, 4X, 12, 13; IP66 | Unpainted | 762 | 610 | 254 | CP3024 | 716 | 564 | AFM302410SS | FALSE | HOFFMAN |  | UL cUL | https://hoffman.nvent.com/en-ca/products/pharmapro-stainless-steel-flush-mount-type-4x | https://hoffman.nvent.com/en-ca/print/pdf/node/127831
Wall Mount | Stainless Steel 316L | Type 4, 4X, 12, 13; IP66 | Unpainted | 762 | 610 | 203 | CP3024 | 716 | 564 | AFM30248SS | FALSE | HOFFMAN |  | UL cUL | https://hoffman.nvent.com/en-ca/products/pharmapro-stainless-steel-flush-mount-type-4x | https://hoffman.nvent.com/en-ca/print/pdf/node/127831
Wall Mount | Stainless Steel 316L | Type 4, 4X, 12, 13; IP66 | Unpainted | 305 | 305 | 152 | CP1212 | 259 | 259 | AFMSC12126SS | FALSE | HOFFMAN |  | UL cUL | https://hoffman.nvent.com/en-ca/products/pharmapro-stainless-steel-flush-mount-type-4x | https://hoffman.nvent.com/en-ca/print/pdf/node/127831
Wall Mount | Stainless Steel 316L | Type 4, 4X, 12, 13; IP66 | Unpainted | 406 | 305 | 152 | CP1612 | 361 | 259 | AFMSC16126SS | FALSE | HOFFMAN |  | UL cUL | https://hoffman.nvent.com/en-ca/products/pharmapro-stainless-steel-flush-mount-type-4x | https://hoffman.nvent.com/en-ca/print/pdf/node/127831
Wall Mount | Stainless Steel 316L | Type 4, 4X, 12, 13; IP66 | Unpainted | 508 | 305 | 102 | CP2012 | 462 | 259 | AFMSC20124SS | FALSE | HOFFMAN |  | UL cUL | https://hoffman.nvent.com/en-ca/products/pharmapro-stainless-steel-flush-mount-type-4x | https://hoffman.nvent.com/en-ca/print/pdf/node/127831
Wall Mount | Stainless Steel 316L | Type 4, 4X, 12, 13; IP66 | Unpainted | 508 | 406 | 152 | CP2016 | 462 | 361 | AFMSC20166SS | FALSE | HOFFMAN |  | UL cUL | https://hoffman.nvent.com/en-ca/products/pharmapro-stainless-steel-flush-mount-type-4x | https://hoffman.nvent.com/en-ca/print/pdf/node/127831
Wall Mount | Stainless Steel 316L | Type 4, 4X, 12, 13; IP66 | Unpainted | 508 | 508 | 102 | CP2020 | 462 | 462 | AFMSC20204SS | FALSE | HOFFMAN |  | UL cUL | https://hoffman.nvent.com/en-ca/products/pharmapro-stainless-steel-flush-mount-type-4x | https://hoffman.nvent.com/en-ca/print/pdf/node/127831
Wall Mount | Stainless Steel 316L | Type 4, 4X, 12, 13; IP66 | Unpainted | 508 | 508 | 152 | CP2020 | 462 | 462 | AFMSC20206SS | FALSE | HOFFMAN |  | UL cUL | https://hoffman.nvent.com/en-ca/products/pharmapro-stainless-steel-flush-mount-type-4x | https://hoffman.nvent.com/en-ca/print/pdf/node/127831
Wall Mount | Stainless Steel 316L | Type 4, 4X, 12, 13; IP66 | Unpainted | 610 | 508 | 254 | CP2420 | 564 | 462 | AFMSC242010SS | FALSE | HOFFMAN |  | UL cUL | https://hoffman.nvent.com/en-ca/products/pharmapro-stainless-steel-flush-mount-type-4x | https://hoffman.nvent.com/en-ca/print/pdf/node/127831
Wall Mount | Stainless Steel 316L | Type 4, 4X, 12, 13; IP66 | Unpainted | 610 | 508 | 152 | CP2420 | 564 | 462 | AFMSC24206SS | FALSE | HOFFMAN |  | UL cUL | https://hoffman.nvent.com/en-ca/products/pharmapro-stainless-steel-flush-mount-type-4x | https://hoffman.nvent.com/en-ca/print/pdf/node/127831
Wall Mount | Stainless Steel 316L | Type 4, 4X, 12, 13; IP66 | Unpainted | 610 | 610 | 203 | CP2424 | 564 | 564 | AFMSC24248SS | FALSE | HOFFMAN |  | UL cUL | https://hoffman.nvent.com/en-ca/products/pharmapro-stainless-steel-flush-mount-type-4x | https://hoffman.nvent.com/en-ca/print/pdf/node/127831
Wall Mount | Stainless Steel 316L | Type 4, 4X, 12, 13; IP66 | Unpainted | 762 | 610 | 254 | CP3024 | 716 | 564 | AFMSC302410SS | FALSE | HOFFMAN |  | UL cUL | https://hoffman.nvent.com/en-ca/products/pharmapro-stainless-steel-flush-mount-type-4x | https://hoffman.nvent.com/en-ca/print/pdf/node/127831
Wall Mount | Stainless Steel 316L | Type 4, 4X, 12, 13; IP66 | Unpainted | 762 | 610 | 203 | CP3024 | 716 | 564 | AFMSC30248SS | FALSE | HOFFMAN |  | UL cUL | https://hoffman.nvent.com/en-ca/products/pharmapro-stainless-steel-flush-mount-type-4x | https://hoffman.nvent.com/en-ca/print/pdf/node/127831
Wall Mount | Mild Steel | Type 4, 12, 13; IP66 | RAL 7035 | 305 | 305 | 152 | CP1212 CP1212G | 259 | 259 | CSD12126LGEMC | FALSE | HOFFMAN |  | UL cUL | https://hoffman.nvent.com/en-ca/products/concept-emc-type-4-0 | https://hoffman.nvent.com/en-ca/print/pdf/node/125651
Wall Mount | Mild Steel | Type 4, 12, 13; IP66 | RAL 7035 | 406 | 305 | 152 | CP1612 CP1612G | 361 | 259 | CSD16126LGEMC | FALSE | HOFFMAN |  | UL cUL | https://hoffman.nvent.com/en-ca/products/concept-emc-type-4-0 | https://hoffman.nvent.com/en-ca/print/pdf/node/125651
Wall Mount | Mild Steel | Type 4, 12, 13; IP66 | RAL 7035 | 406 | 406 | 152 | CP1616 CP1616G | 361 | 361 | CSD16166LGEMC | FALSE | HOFFMAN |  | UL cUL | https://hoffman.nvent.com/en-ca/products/concept-emc-type-4-0 | https://hoffman.nvent.com/en-ca/print/pdf/node/125651
Wall Mount | Mild Steel | Type 4, 12, 13; IP66 | RAL 7035 | 406 | 508 | 152 | CP2016 CP2016G | 462 | 361 | CSD16206LGEMC | FALSE | HOFFMAN |  | UL cUL | https://hoffman.nvent.com/en-ca/products/concept-emc-type-4-0 | https://hoffman.nvent.com/en-ca/print/pdf/node/125651
Wall Mount | Mild Steel | Type 4, 12, 13; IP66 | RAL 7035 | 508 | 406 | 152 | CP2016 CP2016G | 462 | 361 | CSD20166LGEMC | FALSE | HOFFMAN |  | UL cUL | https://hoffman.nvent.com/en-ca/products/concept-emc-type-4-0 | https://hoffman.nvent.com/en-ca/print/pdf/node/125651
Wall Mount | Mild Steel | Type 4, 12, 13; IP66 | RAL 7035 | 610 | 508 | 152 | CP2420 CP2420G | 564 | 462 | CSD24206LGEMC | FALSE | HOFFMAN |  | UL cUL | https://hoffman.nvent.com/en-ca/products/concept-emc-type-4-0 | https://hoffman.nvent.com/en-ca/print/pdf/node/125651
Wall Mount | Mild Steel | Type 4, 12, 13; IP66 | RAL 7035 | 610 | 610 | 305 | CP2424 CP2424G | 564 | 564 | CSD242412LGEMC | FALSE | HOFFMAN |  | UL cUL | https://hoffman.nvent.com/en-ca/products/concept-emc-type-4-0 | https://hoffman.nvent.com/en-ca/print/pdf/node/125651
Wall Mount | Mild Steel | Type 4, 12, 13; IP66 | RAL 7035 | 610 | 610 | 203 | CP2424 CP2424G | 564 | 564 | CSD24248LGEMC | FALSE | HOFFMAN |  | UL cUL | https://hoffman.nvent.com/en-ca/products/concept-emc-type-4-0 | https://hoffman.nvent.com/en-ca/print/pdf/node/125651
Wall Mount | Mild Steel | Type 4, 12, 13; IP66 | RAL 7035 | 762 | 610 | 203 | CP3024 CP3024G | 716 | 564 | CSD30248LGEMC | FALSE | HOFFMAN |  | UL cUL | https://hoffman.nvent.com/en-ca/products/concept-emc-type-4-0 | https://hoffman.nvent.com/en-ca/print/pdf/node/125651
Wall Mount | Mild Steel | Type 4, 12, 13; IP66 | RAL 7035 | 914 | 610 | 305 | CP3624 CP3624G | 869 | 564 | CSD362412LGEMC | FALSE | HOFFMAN |  | UL cUL | https://hoffman.nvent.com/en-ca/products/concept-emc-type-4-0 | https://hoffman.nvent.com/en-ca/print/pdf/node/125651
Wall Mount | Mild Steel | Type 4, 12, 13; IP66 | RAL 7035 | 914 | 762 | 203 | CP3630 CP3630G | 869 | 716 | CSD36308LGEMC | FALSE | HOFFMAN |  | UL cUL | https://hoffman.nvent.com/en-ca/products/concept-emc-type-4-0 | https://hoffman.nvent.com/en-ca/print/pdf/node/125651
Wall Mount | Stainless Steel 304 | Type 4, 4X, 12; IP66 | Unpainted | 230 | 310 | 155 | LP2331 LP2331G | 211 | 291 | LHC233116SS | FALSE | HOFFMAN |  | UL cUL | https://hoffman.nvent.com/en-ca/products/inline-landscape-stainless-steel-type-4x | https://hoffman.nvent.com/en-ca/print/pdf/node/127811
Wall Mount | Stainless Steel 304 | Type 4, 4X, 12; IP66 | Unpainted | 230 | 310 | 155 | LP2331 LP2331G | 211 | 291 | LWC233116SS | TRUE | HOFFMAN |  | UL cUL | https://hoffman.nvent.com/en-ca/products/inline-landscape-stainless-steel-type-4x | https://hoffman.nvent.com/en-ca/print/pdf/node/127811
Wall Mount | Stainless Steel 304 | Type 4, 4X, 12; IP66 | Unpainted | 230 | 460 | 155 | LP2346 LP2346G | 211 | 441 | LHC234616SS | FALSE | HOFFMAN |  | UL cUL | https://hoffman.nvent.com/en-ca/products/inline-landscape-stainless-steel-type-4x | https://hoffman.nvent.com/en-ca/print/pdf/node/127811
Wall Mount | Stainless Steel 304 | Type 4, 4X, 12; IP66 | Unpainted | 230 | 460 | 155 | LP2346 LP2346G | 211 | 441 | LWC234616SS | TRUE | HOFFMAN |  | UL cUL | https://hoffman.nvent.com/en-ca/products/inline-landscape-stainless-steel-type-4x | https://hoffman.nvent.com/en-ca/print/pdf/node/127811
Wall Mount | Stainless Steel 304 | Type 4, 4X, 12; IP66 | Unpainted | 230 | 600 | 155 | LP2360 LP2360G | 211 | 581 | LHC236016SS | FALSE | HOFFMAN |  | UL cUL | https://hoffman.nvent.com/en-ca/products/inline-landscape-stainless-steel-type-4x | https://hoffman.nvent.com/en-ca/print/pdf/node/127811
Wall Mount | Stainless Steel 304 | Type 4, 4X, 12; IP66 | Unpainted | 230 | 600 | 155 | LP2360 LP2360G | 211 | 581 | LWC236016SS | TRUE | HOFFMAN |  | UL cUL | https://hoffman.nvent.com/en-ca/products/inline-landscape-stainless-steel-type-4x | https://hoffman.nvent.com/en-ca/print/pdf/node/127811
Wall Mount | Stainless Steel 304 | Type 4, 4X, 12; IP66 | Unpainted | 230 | 770 | 155 | LP2377 LP2377G | 211 | 751 | LHC237716SS | FALSE | HOFFMAN |  | UL cUL | https://hoffman.nvent.com/en-ca/products/inline-landscape-stainless-steel-type-4x | https://hoffman.nvent.com/en-ca/print/pdf/node/127811
Wall Mount | Stainless Steel 304 | Type 4, 4X, 12; IP66 | Unpainted | 230 | 770 | 155 | LP2377 LP2377G | 211 | 751 | LWC237716SS | TRUE | HOFFMAN |  | UL cUL | https://hoffman.nvent.com/en-ca/products/inline-landscape-stainless-steel-type-4x | https://hoffman.nvent.com/en-ca/print/pdf/node/127811
Wall Mount | Stainless Steel 304 | Type 4, 4X, 12; IP66 | Unpainted | 230 | 930 | 155 | LP2393 LP2393G | 211 | 906 | LHC239316SS | FALSE | HOFFMAN |  | UL cUL | https://hoffman.nvent.com/en-ca/products/inline-landscape-stainless-steel-type-4x | https://hoffman.nvent.com/en-ca/print/pdf/node/127811
Wall Mount | Stainless Steel 304 | Type 4, 4X, 12; IP66 | Unpainted | 230 | 930 | 155 | LP2393 LP2393G | 211 | 906 | LWC239316SS | TRUE | HOFFMAN |  | UL cUL | https://hoffman.nvent.com/en-ca/products/inline-landscape-stainless-steel-type-4x | https://hoffman.nvent.com/en-ca/print/pdf/node/127811
Wall Mount | Mild Steel | Type 4, 12, 13; IP66 | RAL 7035 | 305 | 305 | 152 | CP1212 CP1212G | 259 | 259 | CSD12126ST | FALSE | HOFFMAN |  | UL cUL | https://hoffman.nvent.com/en-ca/products/concept-sloped-top-type-4-0 | https://hoffman.nvent.com/en-ca/print/pdf/node/125656
Wall Mount | Mild Steel | Type 4, 12, 13; IP66 | RAL 7035 | 406 | 406 | 203 | CP1616 CP1616G | 361 | 361 | CSD16168ST | FALSE | HOFFMAN |  | UL cUL | https://hoffman.nvent.com/en-ca/products/concept-sloped-top-type-4-0 | https://hoffman.nvent.com/en-ca/print/pdf/node/125656
Wall Mount | Mild Steel | Type 4, 12, 13; IP66 | RAL 7035 | 508 | 406 | 203 | CP2016 CP2016G | 462 | 361 | CSD20168ST | FALSE | HOFFMAN |  | UL cUL | https://hoffman.nvent.com/en-ca/products/concept-sloped-top-type-4-0 | https://hoffman.nvent.com/en-ca/print/pdf/node/125656
Wall Mount | Mild Steel | Type 4, 12, 13; IP66 | RAL 7035 | 508 | 508 | 203 | CP2020 CP2020G | 462 | 462 | CSD20208ST | FALSE | HOFFMAN |  | UL cUL | https://hoffman.nvent.com/en-ca/products/concept-sloped-top-type-4-0 | https://hoffman.nvent.com/en-ca/print/pdf/node/125656
Wall Mount | Mild Steel | Type 4, 12, 13; IP66 | RAL 7035 | 610 | 508 | 203 | CP2420 CP2420G | 564 | 462 | CSD24208ST | FALSE | HOFFMAN |  | UL cUL | https://hoffman.nvent.com/en-ca/products/concept-sloped-top-type-4-0 | https://hoffman.nvent.com/en-ca/print/pdf/node/125656
Wall Mount | Mild Steel | Type 4, 12, 13; IP66 | RAL 7035 | 610 | 610 | 254 | CP2424 CP2424G | 564 | 564 | CSD242410ST | FALSE | HOFFMAN |  | UL cUL | https://hoffman.nvent.com/en-ca/products/concept-sloped-top-type-4-0 | https://hoffman.nvent.com/en-ca/print/pdf/node/125656
Wall Mount | Mild Steel | Type 4, 12, 13; IP66 | RAL 7035 | 610 | 610 | 305 | CP2424 CP2424G | 564 | 564 | CSD242412ST | FALSE | HOFFMAN |  | UL cUL | https://hoffman.nvent.com/en-ca/products/concept-sloped-top-type-4-0 | https://hoffman.nvent.com/en-ca/print/pdf/node/125656
Wall Mount | Mild Steel | Type 4, 12, 13; IP66 | RAL 7035 | 610 | 610 | 203 | CP2424 CP2424G | 564 | 564 | CSD24248ST | FALSE | HOFFMAN |  | UL cUL | https://hoffman.nvent.com/en-ca/products/concept-sloped-top-type-4-0 | https://hoffman.nvent.com/en-ca/print/pdf/node/125656
Wall Mount | Mild Steel | Type 4, 12, 13; IP66 | RAL 7035 | 762 | 610 | 254 | CP3024 CP3024G | 716 | 564 | CSD302410ST | FALSE | HOFFMAN |  | UL cUL | https://hoffman.nvent.com/en-ca/products/concept-sloped-top-type-4-0 | https://hoffman.nvent.com/en-ca/print/pdf/node/125656
Wall Mount | Mild Steel | Type 4, 12, 13; IP66 | RAL 7035 | 762 | 610 | 305 | CP3024 CP3024G | 716 | 564 | CSD302412ST | FALSE | HOFFMAN |  | UL cUL | https://hoffman.nvent.com/en-ca/products/concept-sloped-top-type-4-0 | https://hoffman.nvent.com/en-ca/print/pdf/node/125656
Wall Mount | Mild Steel | Type 4, 12, 13; IP66 | RAL 7035 | 914 | 762 | 254 | CP3630 CP3630G | 869 | 716 | CSD363010ST | FALSE | HOFFMAN |  | UL cUL | https://hoffman.nvent.com/en-ca/products/concept-sloped-top-type-4-0 | https://hoffman.nvent.com/en-ca/print/pdf/node/125656
Wall Mount | Mild Steel | Type 4, 12, 13; IP66 | RAL 7035 | 914 | 762 | 305 | CP3630 CP3630G | 869 | 716 | CSD363012ST | FALSE | HOFFMAN |  | UL cUL | https://hoffman.nvent.com/en-ca/products/concept-sloped-top-type-4-0 | https://hoffman.nvent.com/en-ca/print/pdf/node/125656
Wall Mount | Mild Steel | Type 4 and 12; IP66 | RAL 7035 | 150 | 150 | 120 | LP1515G | 131 | 131 | MHC150150120 | FALSE | HOFFMAN |  | UL cUL | https://hoffman.nvent.com/en-ca/products/small-gl66-series-wall-mount-enclosures-0 | https://hoffman.nvent.com/en-ca/print/pdf/node/125911
Wall Mount | Mild Steel | Type 4 and 12; IP66 | RAL 7035 | 150 | 150 | 80 | LP1515G | 131 | 131 | MHC15015080 | FALSE | HOFFMAN |  | UL cUL | https://hoffman.nvent.com/en-ca/products/small-gl66-series-wall-mount-enclosures-0 | https://hoffman.nvent.com/en-ca/print/pdf/node/125911
Wall Mount | Mild Steel | Type 4 and 12; IP66 | RAL 7035 | 200 | 150 | 120 | LP2015G | 181 | 131 | MHC200150120 | FALSE | HOFFMAN |  | UL cUL | https://hoffman.nvent.com/en-ca/products/small-gl66-series-wall-mount-enclosures-0 | https://hoffman.nvent.com/en-ca/print/pdf/node/125911
Wall Mount | Mild Steel | Type 4 and 12; IP66 | RAL 7035 | 200 | 200 | 120 | LP2020G | 181 | 181 | MHC200200120 | FALSE | HOFFMAN |  | UL cUL | https://hoffman.nvent.com/en-ca/products/small-gl66-series-wall-mount-enclosures-0 | https://hoffman.nvent.com/en-ca/print/pdf/node/125911
Wall Mount | Mild Steel | Type 4 and 12; IP66 | RAL 7035 | 200 | 200 | 80 | LP2020G | 181 | 181 | MHC20020080 | FALSE | HOFFMAN |  | UL cUL | https://hoffman.nvent.com/en-ca/products/small-gl66-series-wall-mount-enclosures-0 | https://hoffman.nvent.com/en-ca/print/pdf/node/125911
Wall Mount | Mild Steel | Type 4 and 12; IP66 | RAL 7035 | 250 | 200 | 150 | LP2520G | 231 | 181 | MHC250200150 | FALSE | HOFFMAN |  | UL cUL | https://hoffman.nvent.com/en-ca/products/small-gl66-series-wall-mount-enclosures-0 | https://hoffman.nvent.com/en-ca/print/pdf/node/125911
Wall Mount | Mild Steel | Type 4 and 12; IP66 | RAL 7035 | 300 | 150 | 120 | LP3015G | 281 | 131 | MHC300150120 | FALSE | HOFFMAN |  | UL cUL | https://hoffman.nvent.com/en-ca/products/small-gl66-series-wall-mount-enclosures-0 | https://hoffman.nvent.com/en-ca/print/pdf/node/125911
Wall Mount | Mild Steel | Type 4 and 12; IP66 | RAL 7035 | 300 | 150 | 80 | LP3015G | 281 | 131 | MHC30015080 | FALSE | HOFFMAN |  | UL cUL | https://hoffman.nvent.com/en-ca/products/small-gl66-series-wall-mount-enclosures-0 | https://hoffman.nvent.com/en-ca/print/pdf/node/125911
Wall Mount | Mild Steel | Type 4 and 12; IP66 | RAL 7035 | 300 | 200 | 120 | LP3020G | 281 | 181 | MHC300200120 | FALSE | HOFFMAN |  | UL cUL | https://hoffman.nvent.com/en-ca/products/small-gl66-series-wall-mount-enclosures-0 | https://hoffman.nvent.com/en-ca/print/pdf/node/125911
Wall Mount | Mild Steel | Type 4 and 12; IP66 | RAL 7035 | 300 | 200 | 80 | LP3020G | 281 | 181 | MHC30020080 | FALSE | HOFFMAN |  | UL cUL | https://hoffman.nvent.com/en-ca/products/small-gl66-series-wall-mount-enclosures-0 | https://hoffman.nvent.com/en-ca/print/pdf/node/125911
Wall Mount | Mild Steel | Type 4 and 12; IP66 | RAL 7035 | 300 | 250 | 150 | LP3025G | 281 | 231 | MHC300250150 | FALSE | HOFFMAN |  | UL cUL | https://hoffman.nvent.com/en-ca/products/small-gl66-series-wall-mount-enclosures-0 | https://hoffman.nvent.com/en-ca/print/pdf/node/125911
Wall Mount | Mild Steel | Type 4 and 12; IP66 | RAL 7035 | 300 | 250 | 200 | LP3025G | 281 | 231 | MHC300250200 | FALSE | HOFFMAN |  | UL cUL | https://hoffman.nvent.com/en-ca/products/small-gl66-series-wall-mount-enclosures-0 | https://hoffman.nvent.com/en-ca/print/pdf/node/125911
Wall Mount | Mild Steel | Type 4 and 12; IP66 | RAL 7035 | 300 | 300 | 120 | LP3030G | 281 | 281 | MHC300300120 | FALSE | HOFFMAN |  | UL cUL | https://hoffman.nvent.com/en-ca/products/small-gl66-series-wall-mount-enclosures-0 | https://hoffman.nvent.com/en-ca/print/pdf/node/125911
Wall Mount | Mild Steel | Type 4 and 12; IP66 | RAL 7035 | 300 | 300 | 150 | LP3030G | 281 | 281 | MHC300300150 | FALSE | HOFFMAN |  | UL cUL | https://hoffman.nvent.com/en-ca/products/small-gl66-series-wall-mount-enclosures-0 | https://hoffman.nvent.com/en-ca/print/pdf/node/125911
Wall Mount | Mild Steel | Type 4 and 12; IP66 | RAL 7035 | 350 | 300 | 200 | LP3530G | 331 | 281 | MHC350300200 | FALSE | HOFFMAN |  | UL cUL | https://hoffman.nvent.com/en-ca/products/small-gl66-series-wall-mount-enclosures-0 | https://hoffman.nvent.com/en-ca/print/pdf/node/125911
Wall Mount | Mild Steel | Type 4 and 12; IP66 | RAL 7035 | 400 | 200 | 120 | LP4020G | 381 | 181 | MHC400200120 | FALSE | HOFFMAN |  | UL cUL | https://hoffman.nvent.com/en-ca/products/small-gl66-series-wall-mount-enclosures-0 | https://hoffman.nvent.com/en-ca/print/pdf/node/125911
Wall Mount | Mild Steel | Type 4 and 12; IP66 | RAL 7035 | 400 | 200 | 80 | LP4020G | 381 | 181 | MHC40020080 | FALSE | HOFFMAN |  | UL cUL | https://hoffman.nvent.com/en-ca/products/small-gl66-series-wall-mount-enclosures-0 | https://hoffman.nvent.com/en-ca/print/pdf/node/125911
Wall Mount | Mild Steel | Type 4 and 12; IP66 | RAL 7035 | 400 | 300 | 120 | LP4030G | 381 | 281 | MHC400300120 | FALSE | HOFFMAN |  | UL cUL | https://hoffman.nvent.com/en-ca/products/small-gl66-series-wall-mount-enclosures-0 | https://hoffman.nvent.com/en-ca/print/pdf/node/125911
Wall Mount | Mild Steel | Type 4 and 12; IP66 | RAL 7035 | 400 | 300 | 150 | LP4030G | 381 | 281 | MHC400300150 | FALSE | HOFFMAN |  | UL cUL | https://hoffman.nvent.com/en-ca/products/small-gl66-series-wall-mount-enclosures-0 | https://hoffman.nvent.com/en-ca/print/pdf/node/125911
Wall Mount | Mild Steel | Type 4 and 12; IP66 | RAL 7035 | 500 | 200 | 120 | LP5020G | 481 | 181 | MHC500200120 | FALSE | HOFFMAN |  | UL cUL | https://hoffman.nvent.com/en-ca/products/small-gl66-series-wall-mount-enclosures-0 | https://hoffman.nvent.com/en-ca/print/pdf/node/125911
Wall Mount | Stainless Steel 304 | Type 4, 4X, 12; IP66 | Unpainted | 283 | 207 | 102 | A10P8SS A10P8 A10P8G | 222 | 175 | HSDS110804SS | FALSE | HOFFMAN |  | UL cUL | https://hoffman.nvent.com/en-ca/products/hyshed-screw-cover-enclosures-type-4x-0 | https://hoffman.nvent.com/en-ca/print/pdf/node/130646
Wall Mount | Stainless Steel 304 | Type 4, 4X, 12; IP66 | Unpainted | 334 | 257 | 152 | A12P10SS A12P10 A12P10G | 273 | 226 | HSDS131006SS | FALSE | HOFFMAN |  | UL cUL | https://hoffman.nvent.com/en-ca/products/hyshed-screw-cover-enclosures-type-4x-0 | https://hoffman.nvent.com/en-ca/print/pdf/node/130646
Wall Mount | Stainless Steel 304 | Type 4, 4X, 12; IP66 | Unpainted | 284 | 308 | 203 | A14P12SS A14P12 A14P12G | 324 | 276 | HSDS151208SS | FALSE | HOFFMAN |  | UL cUL | https://hoffman.nvent.com/en-ca/products/hyshed-screw-cover-enclosures-type-4x-0 | https://hoffman.nvent.com/en-ca/print/pdf/node/130646
Wall Mount | Stainless Steel 304 | Type 4, 4X, 12; IP66 | Unpainted | 181 | 105 | 102 | A6P4SS A6P4 A6P4G | 124 | 73 | HSDS070404SS | FALSE | HOFFMAN |  | UL cUL | https://hoffman.nvent.com/en-ca/products/hyshed-screw-cover-enclosures-type-4x-0 | https://hoffman.nvent.com/en-ca/print/pdf/node/130646
Wall Mount | Stainless Steel 304 | Type 4, 4X, 12; IP66 | Unpainted | 232 | 156 | 102 | A8P6SS A8P6 A8P6G | 171 | 124 | HSDS090604SS | FALSE | HOFFMAN |  | UL cUL | https://hoffman.nvent.com/en-ca/products/hyshed-screw-cover-enclosures-type-4x-0 | https://hoffman.nvent.com/en-ca/print/pdf/node/130646
Wall Mount | Stainless Steel 304 | Type 4, 4X, 12; IP66 | Unpainted | 150 | 150 | 120 | LP1515G | 131 | 131 | MHC150150120SS | FALSE | HOFFMAN |  | UL cUL | https://hoffman.nvent.com/en-ca/products/gl66-stainless-steel-terminal-box-14-turn-latch-type-4x | https://hoffman.nvent.com/en-ca/print/pdf/node/127846
Wall Mount | Stainless Steel 304 | Type 4, 4X, 12; IP66 | Unpainted | 150 | 150 | 80 | LP1515G | 131 | 131 | MHC15015080SS | FALSE | HOFFMAN |  | UL cUL | https://hoffman.nvent.com/en-ca/products/gl66-stainless-steel-terminal-box-14-turn-latch-type-4x | https://hoffman.nvent.com/en-ca/print/pdf/node/127846
Wall Mount | Stainless Steel 304 | Type 4, 4X, 12; IP66 | Unpainted | 200 | 150 | 120 | LP2015G | 181 | 131 | MHC200150120SS | FALSE | HOFFMAN |  | UL cUL | https://hoffman.nvent.com/en-ca/products/gl66-stainless-steel-terminal-box-14-turn-latch-type-4x | https://hoffman.nvent.com/en-ca/print/pdf/node/127846
Wall Mount | Stainless Steel 304 | Type 4, 4X, 12; IP66 | Unpainted | 250 | 200 | 150 | LP2520G | 231 | 181 | MHC250200150SS | FALSE | HOFFMAN |  | UL cUL | https://hoffman.nvent.com/en-ca/products/gl66-stainless-steel-terminal-box-14-turn-latch-type-4x | https://hoffman.nvent.com/en-ca/print/pdf/node/127846
Wall Mount | Stainless Steel 304 | Type 4, 4X, 12; IP66 | Unpainted | 300 | 150 | 120 | LP3015G | 281 | 131 | MHC300150120SS | FALSE | HOFFMAN |  | UL cUL | https://hoffman.nvent.com/en-ca/products/gl66-stainless-steel-terminal-box-14-turn-latch-type-4x | https://hoffman.nvent.com/en-ca/print/pdf/node/127846
Wall Mount | Stainless Steel 304 | Type 4, 4X, 12; IP66 | Unpainted | 300 | 150 | 80 | LP3015G | 281 | 131 | MHC30015080SS | FALSE | HOFFMAN |  | UL cUL | https://hoffman.nvent.com/en-ca/products/gl66-stainless-steel-terminal-box-14-turn-latch-type-4x | https://hoffman.nvent.com/en-ca/print/pdf/node/127846
Wall Mount | Stainless Steel 304 | Type 4, 4X, 12; IP66 | Unpainted | 300 | 200 | 120 | LP3020G | 281 | 181 | MHC300200120SS | FALSE | HOFFMAN |  | UL cUL | https://hoffman.nvent.com/en-ca/products/gl66-stainless-steel-terminal-box-14-turn-latch-type-4x | https://hoffman.nvent.com/en-ca/print/pdf/node/127846
Wall Mount | Stainless Steel 304 | Type 4, 4X, 12; IP66 | Unpainted | 300 | 200 | 80 | LP3020G | 281 | 181 | MHC30020080SS | FALSE | HOFFMAN |  | UL cUL | https://hoffman.nvent.com/en-ca/products/gl66-stainless-steel-terminal-box-14-turn-latch-type-4x | https://hoffman.nvent.com/en-ca/print/pdf/node/127846
Wall Mount | Stainless Steel 304 | Type 4, 4X, 12; IP66 | Unpainted | 300 | 250 | 150 | LP3025G | 281 | 231 | MHC300250150SS | FALSE | HOFFMAN |  | UL cUL | https://hoffman.nvent.com/en-ca/products/gl66-stainless-steel-terminal-box-14-turn-latch-type-4x | https://hoffman.nvent.com/en-ca/print/pdf/node/127846
Wall Mount | Stainless Steel 304 | Type 4, 4X, 12; IP66 | Unpainted | 300 | 250 | 200 | LP3025G | 281 | 231 | MHC300250200SS | FALSE | HOFFMAN |  | UL cUL | https://hoffman.nvent.com/en-ca/products/gl66-stainless-steel-terminal-box-14-turn-latch-type-4x | https://hoffman.nvent.com/en-ca/print/pdf/node/127846
Wall Mount | Stainless Steel 304 | Type 4, 4X, 12; IP66 | Unpainted | 300 | 300 | 120 | LP3030G | 281 | 281 | MHC300300120SS | FALSE | HOFFMAN |  | UL cUL | https://hoffman.nvent.com/en-ca/products/gl66-stainless-steel-terminal-box-14-turn-latch-type-4x | https://hoffman.nvent.com/en-ca/print/pdf/node/127846
Wall Mount | Stainless Steel 304 | Type 4, 4X, 12; IP66 | Unpainted | 350 | 300 | 200 | LP3530G | 331 | 281 | MHC350300200SS | FALSE | HOFFMAN |  | UL cUL | https://hoffman.nvent.com/en-ca/products/gl66-stainless-steel-terminal-box-14-turn-latch-type-4x | https://hoffman.nvent.com/en-ca/print/pdf/node/127846
Wall Mount | Stainless Steel 304 | Type 4, 4X, 12; IP66 | Unpainted | 400 | 300 | 150 | LP4030G | 381 | 281 | MHC400300150SS | FALSE | HOFFMAN |  | UL cUL | https://hoffman.nvent.com/en-ca/products/gl66-stainless-steel-terminal-box-14-turn-latch-type-4x | https://hoffman.nvent.com/en-ca/print/pdf/node/127846
Wall Mount | Stainless Steel 304 | Type 4, 4X, 12, 13; IP66 | Unpainted | 300 | 200 | 150 |  |  |  | ASR0302015 | FALSE | HOFFMAN |  | UL cUL | https://hoffman.nvent.com/en-ca/products/stainless-steel-single-door-enclosure-asr-0 | https://hoffman.nvent.com/en-ca/print/pdf/node/524941
Wall Mount | Stainless Steel 304 | Type 4, 4X, 12, 13; IP66 | Unpainted | 360 | 240 | 150 |  |  |  | ASR0362415 | FALSE | HOFFMAN |  | UL cUL | https://hoffman.nvent.com/en-ca/products/stainless-steel-single-door-enclosure-asr-0 | https://hoffman.nvent.com/en-ca/print/pdf/node/524941
Wall Mount | Stainless Steel 304 | Type 4, 4X, 12, 13; IP66 | Unpainted | 400 | 300 | 150 |  |  |  | ASR0403015 | FALSE | HOFFMAN |  | UL cUL | https://hoffman.nvent.com/en-ca/products/stainless-steel-single-door-enclosure-asr-0 | https://hoffman.nvent.com/en-ca/print/pdf/node/524941
Wall Mount | Stainless Steel 304 | Type 4, 4X, 12, 13; IP66 | Unpainted | 400 | 300 | 210 |  |  |  | ASR0403021 | FALSE | HOFFMAN |  | UL cUL | https://hoffman.nvent.com/en-ca/products/stainless-steel-single-door-enclosure-asr-0 | https://hoffman.nvent.com/en-ca/print/pdf/node/524941
Wall Mount | Stainless Steel 304 | Type 4, 4X, 12, 13; IP66 | Unpainted | 400 | 400 | 210 |  |  |  | ASR0404021 | FALSE | HOFFMAN |  | UL cUL | https://hoffman.nvent.com/en-ca/products/stainless-steel-single-door-enclosure-asr-0 | https://hoffman.nvent.com/en-ca/print/pdf/node/524941
Wall Mount | Stainless Steel 304 | Type 4, 4X, 12, 13; IP66 | Unpainted | 400 | 600 | 210 |  |  |  | ASR0406021 | FALSE | HOFFMAN |  | UL cUL | https://hoffman.nvent.com/en-ca/products/stainless-steel-single-door-enclosure-asr-0 | https://hoffman.nvent.com/en-ca/print/pdf/node/524941
Wall Mount | Stainless Steel 304 | Type 4, 4X, 12, 13; IP66 | Unpainted | 500 | 400 | 210 |  |  |  | ASR0504021 | FALSE | HOFFMAN |  | UL cUL | https://hoffman.nvent.com/en-ca/products/stainless-steel-single-door-enclosure-asr-0 | https://hoffman.nvent.com/en-ca/print/pdf/node/524941
Wall Mount | Stainless Steel 304 | Type 4, 4X, 12, 13; IP66 | Unpainted | 500 | 500 | 210 |  |  |  | ASR0505021 | FALSE | HOFFMAN |  | UL cUL | https://hoffman.nvent.com/en-ca/products/stainless-steel-single-door-enclosure-asr-0 | https://hoffman.nvent.com/en-ca/print/pdf/node/524941
Wall Mount | Stainless Steel 304 | Type 4, 4X, 12, 13; IP66 | Unpainted | 600 | 400 | 210 |  |  |  | ASR0604021 | FALSE | HOFFMAN |  | UL cUL | https://hoffman.nvent.com/en-ca/products/stainless-steel-single-door-enclosure-asr-0 | https://hoffman.nvent.com/en-ca/print/pdf/node/524941
Wall Mount | Stainless Steel 304 | Type 4, 4X, 12, 13; IP66 | Unpainted | 600 | 600 | 300 |  |  |  | ASR0606030 | FALSE | HOFFMAN |  | UL cUL | https://hoffman.nvent.com/en-ca/products/stainless-steel-single-door-enclosure-asr-0 | https://hoffman.nvent.com/en-ca/print/pdf/node/524941
Wall Mount | Stainless Steel 304 | Type 4, 4X, 12, 13; IP66 | Unpainted | 600 | 600 | 210 |  |  |  | ASR0606021 | FALSE | HOFFMAN |  | UL cUL | https://hoffman.nvent.com/en-ca/products/stainless-steel-single-door-enclosure-asr-0 | https://hoffman.nvent.com/en-ca/print/pdf/node/524941
Wall Mount | Stainless Steel 304 | Type 4, 4X, 12, 13; IP66 | Unpainted | 600 | 800 | 300 |  |  |  | ASR0608030 | FALSE | HOFFMAN |  | UL cUL | https://hoffman.nvent.com/en-ca/products/stainless-steel-single-door-enclosure-asr-0 | https://hoffman.nvent.com/en-ca/print/pdf/node/524941
Wall Mount | Stainless Steel 304 | Type 4, 4X, 12, 13; IP66 | Unpainted | 800 | 600 | 300 |  |  |  | ASR0806030 | FALSE | HOFFMAN |  | UL cUL | https://hoffman.nvent.com/en-ca/products/stainless-steel-single-door-enclosure-asr-0 | https://hoffman.nvent.com/en-ca/print/pdf/node/524941
Wall Mount | Stainless Steel 304 | Type 4, 4X, 12, 13; IP66 | Unpainted | 800 | 600 | 210 |  |  |  | ASR0806021 | FALSE | HOFFMAN |  | UL cUL | https://hoffman.nvent.com/en-ca/products/stainless-steel-single-door-enclosure-asr-0 | https://hoffman.nvent.com/en-ca/print/pdf/node/524941
Wall Mount | Stainless Steel 304 | Type 4, 4X, 12, 13; IP66 | Unpainted | 800 | 800 | 300 |  |  |  | ASR0808030 | FALSE | HOFFMAN |  | UL cUL | https://hoffman.nvent.com/en-ca/products/stainless-steel-single-door-enclosure-asr-0 | https://hoffman.nvent.com/en-ca/print/pdf/node/524941
Wall Mount | Stainless Steel 304 | Type 4, 4X, 12, 13; IP66 | Unpainted | 1000 | 800 | 300 |  |  |  | ASR1008030 | FALSE | HOFFMAN |  | UL cUL | https://hoffman.nvent.com/en-ca/products/stainless-steel-single-door-enclosure-asr-0 | https://hoffman.nvent.com/en-ca/print/pdf/node/524941
Wall Mount | Stainless Steel 304 | Type 4, 4X, 12, 13; IP66 | Unpainted | 1200 | 800 | 300 |  |  |  | ASR1208030 | FALSE | HOFFMAN |  | UL cUL | https://hoffman.nvent.com/en-ca/products/stainless-steel-single-door-enclosure-asr-0 | https://hoffman.nvent.com/en-ca/print/pdf/node/524941
Wall Mount | Stainless Steel 304 | Type 4, 4X, 12, 13; IP66 | Unpainted | 1200 | 800 | 400 |  |  |  | ASR1208040 | FALSE | HOFFMAN |  | UL cUL | https://hoffman.nvent.com/en-ca/products/stainless-steel-single-door-enclosure-asr-0 | https://hoffman.nvent.com/en-ca/print/pdf/node/524941
Wall Mount | Stainless Steel 304 | Type 4, 4X, 12, 13; IP66 | Unpainted | 1400 | 800 | 400 |  |  |  | ASR1408040 | FALSE | HOFFMAN |  | UL cUL | https://hoffman.nvent.com/en-ca/products/stainless-steel-single-door-enclosure-asr-0 | https://hoffman.nvent.com/en-ca/print/pdf/node/524941
Wall Mount | Stainless Steel 304 | Type 4, 4X, 12, 13; IP66 | Unpainted | 180 | 240 | 150 |  |  |  | ASR0182415 | FALSE | HOFFMAN |  | UL cUL | https://hoffman.nvent.com/en-ca/products/stainless-steel-single-door-enclosure-asr-0 | https://hoffman.nvent.com/en-ca/print/pdf/node/524941
Wall Mount | Stainless Steel 304 | Type 4, 4X, 12, 13; IP66 | Unpainted | 240 | 360 | 150 |  |  |  | ASR0243615 | FALSE | HOFFMAN |  | UL cUL | https://hoffman.nvent.com/en-ca/products/stainless-steel-single-door-enclosure-asr-0 | https://hoffman.nvent.com/en-ca/print/pdf/node/524941
Wall Mount | Stainless Steel 304 | Type 4, 4X, 12, 13; IP66 | Unpainted | 240 | 240 | 150 |  |  |  | ASR0242415 | FALSE | HOFFMAN |  | UL cUL | https://hoffman.nvent.com/en-ca/products/stainless-steel-single-door-enclosure-asr-0 | https://hoffman.nvent.com/en-ca/print/pdf/node/524941
Wall Mount | Stainless Steel 316 | Type 4, 4X, 12, 13; IP66 | Unpainted | 300 | 200 | 150 |  |  |  | ASR0302015-316 | FALSE | HOFFMAN |  | UL cUL | https://hoffman.nvent.com/en-ca/products/stainless-steel-single-door-enclosure-asr-0 | https://hoffman.nvent.com/en-ca/print/pdf/node/524941
Wall Mount | Stainless Steel 316 | Type 4, 4X, 12, 13; IP66 | Unpainted | 360 | 240 | 150 |  |  |  | ASR0362415-316 | FALSE | HOFFMAN |  | UL cUL | https://hoffman.nvent.com/en-ca/products/stainless-steel-single-door-enclosure-asr-0 | https://hoffman.nvent.com/en-ca/print/pdf/node/524941
Wall Mount | Stainless Steel 316 | Type 4, 4X, 12, 13; IP66 | Unpainted | 400 | 300 | 150 |  |  |  | ASR0403015-316 | FALSE | HOFFMAN |  | UL cUL | https://hoffman.nvent.com/en-ca/products/stainless-steel-single-door-enclosure-asr-0 | https://hoffman.nvent.com/en-ca/print/pdf/node/524941
Wall Mount | Stainless Steel 316 | Type 4, 4X, 12, 13; IP66 | Unpainted | 400 | 300 | 210 |  |  |  | ASR0403021-316 | FALSE | HOFFMAN |  | UL cUL | https://hoffman.nvent.com/en-ca/products/stainless-steel-single-door-enclosure-asr-0 | https://hoffman.nvent.com/en-ca/print/pdf/node/524941
Wall Mount | Stainless Steel 316 | Type 4, 4X, 12, 13; IP66 | Unpainted | 400 | 400 | 210 |  |  |  | ASR0404021-316 | FALSE | HOFFMAN |  | UL cUL | https://hoffman.nvent.com/en-ca/products/stainless-steel-single-door-enclosure-asr-0 | https://hoffman.nvent.com/en-ca/print/pdf/node/524941
Wall Mount | Stainless Steel 316 | Type 4, 4X, 12, 13; IP66 | Unpainted | 400 | 600 | 210 |  |  |  | ASR0406021-316 | FALSE | HOFFMAN |  | UL cUL | https://hoffman.nvent.com/en-ca/products/stainless-steel-single-door-enclosure-asr-0 | https://hoffman.nvent.com/en-ca/print/pdf/node/524941
Wall Mount | Stainless Steel 316 | Type 4, 4X, 12, 13; IP66 | Unpainted | 500 | 400 | 210 |  |  |  | ASR0504021-316 | FALSE | HOFFMAN |  | UL cUL | https://hoffman.nvent.com/en-ca/products/stainless-steel-single-door-enclosure-asr-0 | https://hoffman.nvent.com/en-ca/print/pdf/node/524941
Wall Mount | Stainless Steel 316 | Type 4, 4X, 12, 13; IP66 | Unpainted | 500 | 500 | 210 |  |  |  | ASR0505021-316 | FALSE | HOFFMAN |  | UL cUL | https://hoffman.nvent.com/en-ca/products/stainless-steel-single-door-enclosure-asr-0 | https://hoffman.nvent.com/en-ca/print/pdf/node/524941
Wall Mount | Stainless Steel 316 | Type 4, 4X, 12, 13; IP66 | Unpainted | 600 | 400 | 210 |  |  |  | ASR0604021-316 | FALSE | HOFFMAN |  | UL cUL | https://hoffman.nvent.com/en-ca/products/stainless-steel-single-door-enclosure-asr-0 | https://hoffman.nvent.com/en-ca/print/pdf/node/524941
Wall Mount | Stainless Steel 316 | Type 4, 4X, 12, 13; IP66 | Unpainted | 600 | 600 | 300 |  |  |  | ASR0606030-316 | FALSE | HOFFMAN |  | UL cUL | https://hoffman.nvent.com/en-ca/products/stainless-steel-single-door-enclosure-asr-0 | https://hoffman.nvent.com/en-ca/print/pdf/node/524941
Wall Mount | Stainless Steel 316 | Type 4, 4X, 12, 13; IP66 | Unpainted | 600 | 600 | 210 |  |  |  | ASR0606021-316 | FALSE | HOFFMAN |  | UL cUL | https://hoffman.nvent.com/en-ca/products/stainless-steel-single-door-enclosure-asr-0 | https://hoffman.nvent.com/en-ca/print/pdf/node/524941
Wall Mount | Stainless Steel 316 | Type 4, 4X, 12, 13; IP66 | Unpainted | 600 | 800 | 300 |  |  |  | ASR0608030-316 | FALSE | HOFFMAN |  | UL cUL | https://hoffman.nvent.com/en-ca/products/stainless-steel-single-door-enclosure-asr-0 | https://hoffman.nvent.com/en-ca/print/pdf/node/524941
Wall Mount | Stainless Steel 316 | Type 4, 4X, 12, 13; IP66 | Unpainted | 800 | 600 | 300 |  |  |  | ASR0806030-316 | FALSE | HOFFMAN |  | UL cUL | https://hoffman.nvent.com/en-ca/products/stainless-steel-single-door-enclosure-asr-0 | https://hoffman.nvent.com/en-ca/print/pdf/node/524941
Wall Mount | Stainless Steel 316 | Type 4, 4X, 12, 13; IP66 | Unpainted | 800 | 600 | 210 |  |  |  | ASR0806021-316 | FALSE | HOFFMAN |  | UL cUL | https://hoffman.nvent.com/en-ca/products/stainless-steel-single-door-enclosure-asr-0 | https://hoffman.nvent.com/en-ca/print/pdf/node/524941
Wall Mount | Stainless Steel 316 | Type 4, 4X, 12, 13; IP66 | Unpainted | 800 | 800 | 300 |  |  |  | ASR0808030-316 | FALSE | HOFFMAN |  | UL cUL | https://hoffman.nvent.com/en-ca/products/stainless-steel-single-door-enclosure-asr-0 | https://hoffman.nvent.com/en-ca/print/pdf/node/524941
Wall Mount | Stainless Steel 316 | Type 4, 4X, 12, 13; IP66 | Unpainted | 1000 | 800 | 300 |  |  |  | ASR1008030-316 | FALSE | HOFFMAN |  | UL cUL | https://hoffman.nvent.com/en-ca/products/stainless-steel-single-door-enclosure-asr-0 | https://hoffman.nvent.com/en-ca/print/pdf/node/524941
Wall Mount | Stainless Steel 316 | Type 4, 4X, 12, 13; IP66 | Unpainted | 1200 | 800 | 300 |  |  |  | ASR1208030-316 | FALSE | HOFFMAN |  | UL cUL | https://hoffman.nvent.com/en-ca/products/stainless-steel-single-door-enclosure-asr-0 | https://hoffman.nvent.com/en-ca/print/pdf/node/524941
Wall Mount | Stainless Steel 316 | Type 4, 4X, 12, 13; IP66 | Unpainted | 1200 | 800 | 400 |  |  |  | ASR1208040-316 | FALSE | HOFFMAN |  | UL cUL | https://hoffman.nvent.com/en-ca/products/stainless-steel-single-door-enclosure-asr-0 | https://hoffman.nvent.com/en-ca/print/pdf/node/524941
Wall Mount | Stainless Steel 316 | Type 4, 4X, 12, 13; IP66 | Unpainted | 1400 | 800 | 400 |  |  |  | ASR1408040-316 | FALSE | HOFFMAN |  | UL cUL | https://hoffman.nvent.com/en-ca/products/stainless-steel-single-door-enclosure-asr-0 | https://hoffman.nvent.com/en-ca/print/pdf/node/524941
Wall Mount | Stainless Steel 316 | Type 4, 4X, 12, 13; IP66 | Unpainted | 180 | 240 | 150 |  |  |  | ASR0182415-316 | FALSE | HOFFMAN |  | UL cUL | https://hoffman.nvent.com/en-ca/products/stainless-steel-single-door-enclosure-asr-0 | https://hoffman.nvent.com/en-ca/print/pdf/node/524941
Wall Mount | Stainless Steel 316 | Type 4, 4X, 12, 13; IP66 | Unpainted | 240 | 360 | 150 |  |  |  | ASR0243615-316 | FALSE | HOFFMAN |  | UL cUL | https://hoffman.nvent.com/en-ca/products/stainless-steel-single-door-enclosure-asr-0 | https://hoffman.nvent.com/en-ca/print/pdf/node/524941
Wall Mount | Stainless Steel 316 | Type 4, 4X, 12, 13; IP66 | Unpainted | 240 | 240 | 150 |  |  |  | ASR0242415-316 | FALSE | HOFFMAN |  | UL cUL | https://hoffman.nvent.com/en-ca/products/stainless-steel-single-door-enclosure-asr-0 | https://hoffman.nvent.com/en-ca/print/pdf/node/524941
Wall Mount | Mild Steel | Type 1; IP40 | RAL 7035 | 150 | 150 | 120 | LP1515 LP1515G | 131 | 131 | LHC151512EMC | FALSE | HOFFMAN |  | UL cUL | https://hoffman.nvent.com/en-ca/products/inline-emc-type-1-0 | https://hoffman.nvent.com/en-ca/print/pdf/node/125841
Wall Mount | Mild Steel | Type 1; IP40 | RAL 7035 | 150 | 150 | 120 | LP1515 LP1515G | 131 | 131 | LSC151512EMC | FALSE | HOFFMAN |  | UL cUL | https://hoffman.nvent.com/en-ca/products/inline-emc-type-1-0 | https://hoffman.nvent.com/en-ca/print/pdf/node/125841
Wall Mount | Mild Steel | Type 1; IP40 | RAL 7035 | 200 | 150 | 120 | LP2015 LP2015G | 181 | 131 | LHC201512EMC | FALSE | HOFFMAN |  | UL cUL | https://hoffman.nvent.com/en-ca/products/inline-emc-type-1-0 | https://hoffman.nvent.com/en-ca/print/pdf/node/125841
Wall Mount | Mild Steel | Type 1; IP40 | RAL 7035 | 200 | 150 | 120 | LP2015 LP2015G | 181 | 131 | LSC201512EMC | FALSE | HOFFMAN |  | UL cUL | https://hoffman.nvent.com/en-ca/products/inline-emc-type-1-0 | https://hoffman.nvent.com/en-ca/print/pdf/node/125841
Wall Mount | Mild Steel | Type 1; IP40 | RAL 7035 | 250 | 200 | 150 | LP2520 LP2520G | 231 | 181 | LHC252015EMC | FALSE | HOFFMAN |  | UL cUL | https://hoffman.nvent.com/en-ca/products/inline-emc-type-1-0 | https://hoffman.nvent.com/en-ca/print/pdf/node/125841
Wall Mount | Mild Steel | Type 1; IP40 | RAL 7035 | 250 | 200 | 150 | LP2520 LP2520G | 231 | 181 | LSC252015EMC | FALSE | HOFFMAN |  | UL cUL | https://hoffman.nvent.com/en-ca/products/inline-emc-type-1-0 | https://hoffman.nvent.com/en-ca/print/pdf/node/125841
Wall Mount | Mild Steel | Type 1; IP40 | RAL 7035 | 300 | 250 | 150 | LP3025 LP3025G | 281 | 231 | LHC302515EMC | FALSE | HOFFMAN |  | UL cUL | https://hoffman.nvent.com/en-ca/products/inline-emc-type-1-0 | https://hoffman.nvent.com/en-ca/print/pdf/node/125841
Wall Mount | Mild Steel | Type 1; IP40 | RAL 7035 | 300 | 250 | 150 | LP3025 LP3025G | 281 | 231 | LSC302515EMC | FALSE | HOFFMAN |  | UL cUL | https://hoffman.nvent.com/en-ca/products/inline-emc-type-1-0 | https://hoffman.nvent.com/en-ca/print/pdf/node/125841
Wall Mount | Mild Steel | Type 1; IP40 | RAL 7035 | 350 | 300 | 200 | LP3530 LP3530G | 331 | 281 | LHC353020EMC | FALSE | HOFFMAN |  | UL cUL | https://hoffman.nvent.com/en-ca/products/inline-emc-type-1-0 | https://hoffman.nvent.com/en-ca/print/pdf/node/125841
Wall Mount | Mild Steel | Type 1; IP40 | RAL 7035 | 350 | 300 | 200 | LP3530 LP3530G | 331 | 281 | LSC353020EMC | FALSE | HOFFMAN |  | UL cUL | https://hoffman.nvent.com/en-ca/products/inline-emc-type-1-0 | https://hoffman.nvent.com/en-ca/print/pdf/node/125841
Wall Mount | Stainless Steel 304 | Type 12, 13; IP55 | Unpainted | 1000 | 1000 | 300 |  |  |  | ADR1001030 | FALSE | HOFFMAN |  | UL cUL | https://hoffman.nvent.com/en-ca/products/stainless-steel-double-door-enclosure-adr-0 | https://hoffman.nvent.com/en-ca/print/pdf/node/524936
Wall Mount | Stainless Steel 304 | Type 12, 13; IP55 | Unpainted | 1000 | 1200 | 300 |  |  |  | ADR1001230 | FALSE | HOFFMAN |  | UL cUL | https://hoffman.nvent.com/en-ca/products/stainless-steel-double-door-enclosure-adr-0 | https://hoffman.nvent.com/en-ca/print/pdf/node/524936
Wall Mount | Stainless Steel 304 | Type 12, 13; IP55 | Unpainted | 1200 | 1200 | 400 |  |  |  | ADR1201240 | FALSE | HOFFMAN |  | UL cUL | https://hoffman.nvent.com/en-ca/products/stainless-steel-double-door-enclosure-adr-0 | https://hoffman.nvent.com/en-ca/print/pdf/node/524936
Wall Mount | Stainless Steel 316 | Type 12, 13; IP55 | Unpainted | 1000 | 1000 | 300 |  |  |  | ADR1001030-316 | FALSE | HOFFMAN |  | UL cUL | https://hoffman.nvent.com/en-ca/products/stainless-steel-double-door-enclosure-adr-0 | https://hoffman.nvent.com/en-ca/print/pdf/node/524936
Wall Mount | Stainless Steel 316 | Type 12, 13; IP55 | Unpainted | 1000 | 1200 | 300 |  |  |  | ADR1001230-316 | FALSE | HOFFMAN |  | UL cUL | https://hoffman.nvent.com/en-ca/products/stainless-steel-double-door-enclosure-adr-0 | https://hoffman.nvent.com/en-ca/print/pdf/node/524936
Wall Mount | Stainless Steel 316 | Type 12, 13; IP55 | Unpainted | 1200 | 1200 | 400 |  |  |  | ADR1201240-316 | FALSE | HOFFMAN |  | UL cUL | https://hoffman.nvent.com/en-ca/products/stainless-steel-double-door-enclosure-adr-0 | https://hoffman.nvent.com/en-ca/print/pdf/node/524936

## Power Supply-D
| F1 | F2 | F3 |  | F4 | F5 | F6 | [7 empty] | F0 |  |  | F7 | F8 | F9 | F10
| 1 | 2 | 3 | 4 | 5 | 6 | 7 | 8 | 9 |  | 10 | 11 | 12 | 13 | 14 | 15 | 16 | 17 | 18 | 19 | 20 | 21
Output Power W | Output Voltage V DC | Output Current A | Norminal Voltage Minimum V AC | Norminal Voltage Maximum V AC | Input Phase | Operation Temp. Minimum °C | Operation Temp. Maximum °C | Storage Temp. Minimum °C | Storage Temp. Maximum °C | Weight kg | Height mm | Width mm | Depth mm | Part No. | Manufacturer | Description | Approvals | Area Classification | Class, Div. | Groups | Temp. Code | Link | Key word: Power Supply
480 | 24 | 20 | 100 | 240 | 1 | -25 | 85 | -40 | 85 | 3.7 | 304 | 151 | 120 | 1039830 | PHOENIX CONTACT | POWER SUPPLY, TRIO-PS-IP67/1AC/24DC/20 |  | General Purpose |  |  |  | https://www.phoenixcontact.com/online/portal/ca/?uri=pxc-oc-itemdetail:pid=2320908&library=caen&pcck=P-22-03-01-02&tab=1&selectedCategory=ALL#Inputdata
96 | 24 | 4 | 100 | 240 | 1 | -10 | 70 | -40 | 85 | 0.255 | 90 | 72 | 61 | 1140066 | PHOENIX CONTACT | POWER SUPPLY, STEP3-PS/1AC/24DC/4/PT | UL CUL | Hazardous Location | CLASS I, DIV. 2 | Groups A,B,C,D
30 | 24 | 1.3 | 100 | 240 | 1 | -10 | 70 | -40 | 85 | 0.17 | 90 | 36 | 61 | 1088494 | PHOENIX CONTACT | POWER SUPPLY, STEP3-PS/1AC/24DC/1.3/PT | UL CUL | Hazardous Location | CLASS I, DIV. 2 | Groups A,B,C,D
10 | 5 | 2 | 100 | 240 | 1 | -25 | 70 | -40 | 85 | 0.1 | 90 | 18 | 61 | 2320513 | PHOENIX CONTACT | POWER SUPPLY, STEP-PS/ 1AC/ 5DC/2 | UL CUL | General Purpose
960 | 48 | 20 | 100 | 240 | 1 | -25 | 70 | -40 | 85 | 3.3 | 130 | 180 | 125 | 2866695 | PHOENIX CONTACT | POWER SUPPLY, QUINT-PS/1AC/48DC/20 | UL CUL | Hazardous Location | CLASS I, DIV. 2 | Groups A,B,C,D
480 | 24 | 20 | 400 | 500 | 3 | -40 | 70 | -40 | 85 | 1.5 | 130 | 69 | 125 | 2320924 | PHOENIX CONTACT | POWER SUPPLY, QUINT-PS/3AC/24DC/20/CO | UL CUL | Hazardous Location | CLASS I, DIV. 2 | Groups A,B,C,D
12 | 24 | 0.5 | 48 | 48 | 1 | -25 | 70 | -40 | 85 | 0.07 | 90 | 18 | 61 | 2868716 | PHOENIX CONTACT | POWER SUPPLY, STEP-PS/48AC/24DC/0.5 | UL CUL | General Purpose
18 | 12 | 1.5 | 100 | 240 | 1 | -25 | 70 | -40 | 85 | 0.07 | 90 | 36 | 43 | 2868554 | PHOENIX CONTACT | POWER SUPPLY, STEP-PS/ 1AC/12DC/1.5/FL | UL CUL | Hazardous Location | CLASS I, DIV. 2 | Groups A,B,C,D | T4
100.8 | 24 | 4.2 | 100 | 240 | 1 | -25 | 70 | -40 | 85 | 0.33 | 90 | 90 | 61 | 2868664 | PHOENIX CONTACT | POWER SUPPLY, STEP-PS/ 1AC/24DC/4.2 | UL CUL | Hazardous Location | CLASS I, DIV. 2 | Groups A,B,C,D | T4A
240 | 12 | 20 | 100 | 240 | 1 | -25 | 70 | -40 | 85 | 1.5 | 130 | 90 | 125 | 2866721 | PHOENIX CONTACT | POWER SUPPLY, QUINT-PS/1AC/12DC/20 | UL CUL | Hazardous Location | CLASS I, DIV. 2 | Groups A,B,C,D
240 | 24 | 10 | 100 | 240 | 1 | -25 | 70 | -40 | 85 | 1 | 130 | 42 | 160 | 2903149 | PHOENIX CONTACT | POWER SUPPLY, TRIO-PS-2G/1AC/24DC/10 | UL CUL | General Purpose
60 | 12 | 5 | 100 | 240 | 1 | -25 | 70 | -40 | 85 | 0.27 | 90 | 72 | 61 | 2868583 | PHOENIX CONTACT | POWER SUPPLY, STEP-PS/ 1AC/12DC/5 | UL CUL | Hazardous Location | CLASS I, DIV. 2 | Groups A,B,C,D
18 | 24 | 0.75 | 100 | 240 | 1 | -25 | 70 | -40 | 85 | 0.11 | 90 | 36 | 61 | 2868635 | PHOENIX CONTACT | POWER SUPPLY, STEP-PS/ 1AC/24DC/0.75 | UL CUL | Hazardous Location | CLASS I, DIV. 2 | Groups A,B,C,D | T4
120 | 24 | 5 | 400 | 500 | 3 | -25 | 70 | -40 | 85 | 0.7 | 160 | 36 | 159 | 1064922 | PHOENIX CONTACT | POWER SUPPLY, EM-CPS-PS/3AC/24DC/5 | UL | General Purpose
240 | 24 | 10 | 100 | 240 | 1 | -25 | 70 | -40 | 85 | 0.9 | 130 | 50 | 125 | 2904601 | PHOENIX CONTACT | POWER SUPPLY, QUINT4-PS/1AC/24DC/10 | UL CUL | Hazardous Location | CLASS I, DIV. 2 | Groups A,B,C,D
30 | 24 | 1.3 | 100 | 240 | 1 | -25 | 70 | -40 | 85 | 0.188 | 99 | 22.5 | 90 | 2904597 | PHOENIX CONTACT | POWER SUPPLY, QUINT4-PS/1AC/24DC/1.3/SC | UL | Hazardous Location | CLASS I, DIV. 2 | Groups A,B,C,D
60 | 24 | 2.5 | 100 | 240 | 1 | -25 | 70 | -40 | 85 | 0.244 | 106 | 32 | 90 | 2909576 | PHOENIX CONTACT | POWER SUPPLY, QUINT4-PS/1AC/24DC/2.5/PT | UL | Hazardous Location | CLASS I, DIV. 2 | Groups A,B,C,D
960 | 24 | 40 | 400 | 500 | 3 | -25 | 70 | -40 | 85 | 2.6 | 130 | 110 | 160 | 2903156 | PHOENIX CONTACT | POWER SUPPLY, TRIO-PS-2G/3AC/24DC/40 | UL CUL | General Purpose
240 | 24 | 10 | 100 | 240 | 1 | -25 | 70 | -40 | 85 | 1 | 130 | 42 | 160 | 2903145 | PHOENIX CONTACT | POWER SUPPLY, TRIO-PS-2G/1AC/24DC/10/B+D | UL CUL | General Purpose
480 | 24 | 20 | 100 | 240 | 1 | -40 | 70 | -40 | 85 | 1.7 | 130 | 90 | 125 | 2320898 | PHOENIX CONTACT | POWER SUPPLY, QUINT-PS/1AC/24DC/20/CO | UL CUL | Hazardous Location | CLASS I, DIV. 2 | Groups A,B,C,D
55 | 12 | 4.6 | 100 | 240 | 1 | -25 | 70 | -40 | 85 | 0.2 | 90 | 35 | 84 | 1088850 | PHOENIX CONTACT | POWER SUPPLY, UNO-PS/1AC/12DC/ 55W/H | UL CUL | Hazardous Location | CLASS I, DIV. 2 | Groups A,B,C,D | T4A
480 | 24 | 20 | 100 | 240 | 1 | -25 | 70 | -40 | 85 | 1 | 130 | 59 | 125 | 2910105 | PHOENIX CONTACT | POWER SUPPLY, UNO2-PS/1AC/24DC/480W | UL CUL | General Purpose
55 | 12 | 4.6 | 100 | 240 | 1 | -25 | 70 | -40 | 85 | 0.2 | 90 | 35 | 84 | 2902999 | PHOENIX CONTACT | POWER SUPPLY, UNO-PS/1AC/12DC/ 55W | UL CUL | Hazardous Location | CLASS I, DIV. 2 | Groups A,B,C,D | T4A
30 | 12 | 2.5 | 100 | 240 | 1 | -25 | 70 | -40 | 85 | 0.181 | 106 | 22.5 | 90 | 2904605 | PHOENIX CONTACT | POWER SUPPLY, QUINT4-PS/1AC/12DC/2.5/PT | UL | Hazardous Location | CLASS I, DIV. 2 | Groups A,B,C,D
960 | 24 | 40 | 400 | 500 | 3 | -25 | 70 | -40 | 85 | 2.5 | 130 | 96 | 176 | 2866802 | PHOENIX CONTACT | POWER SUPPLY, QUINT-PS/3AC/24DC/40 | UL CUL | Hazardous Location | CLASS I, DIV. 2 | Groups A,B,C,D
100 | 15 | 6.67 | 100 | 240 | 1 | -25 | 70 | -40 | 85 | 0.34 | 90 | 55 | 84 | 2903002 | PHOENIX CONTACT | POWER SUPPLY, UNO-PS/1AC/15DC/100W | UL CUL | Hazardous Location | CLASS I, DIV. 2 | Groups A,B,C,D | T4A
60 | 48 | 1.25 | 100 | 240 | 1 | -25 | 70 | -40 | 85 | 0.21 | 90 | 35 | 84 | 2902995 | PHOENIX CONTACT | POWER SUPPLY, UNO-PS/1AC/48DC/ 60W | UL CUL | Hazardous Location | CLASS I, DIV. 2 | Groups A,B,C,D | T4A
30 | 24 | 1.25 | 100 | 240 | 1 | -25 | 70 | -40 | 85 | 0.15 | 90 | 22.5 | 84 | 2902991 | PHOENIX CONTACT | POWER SUPPLY, UNO-PS/1AC/24DC/ 30W | UL CUL | Hazardous Location | CLASS I, DIV. 2 | Groups A,B,C,D | T4
960 | 24 | 40 | 400 | 500 | 3 | -25 | 70 | -40 | 85 | 2.6 | 130 | 120 | 125 | 2904623 | PHOENIX CONTACT | POWER SUPPLY, QUINT4-PS/3AC/24DC/40 | UL CUL | Hazardous Location | CLASS I, DIV. 2 | Groups A,B,C,D
100 | 24 | 4.2 | 100 | 240 | 1 | -25 | 70 | -40 | 85 | 0.34 | 90 | 55 | 84 | 1088851 | PHOENIX CONTACT | POWER SUPPLY, UNO-PS/1AC/24DC/100W/H | UL CUL | Hazardous Location | CLASS I, DIV. 2 | Groups A,B,C,D | T4
480 | 24 | 20 | 400 | 500 | 3 | -25 | 70 | -40 | 85 | 1.5 | 130 | 65 | 160 | 2903155 | PHOENIX CONTACT | POWER SUPPLY, TRIO-PS-2G/3AC/24DC/20 | UL CUL | General Purpose
150 | 24 | 6.25 | 100 | 240 | 1 | -25 | 70 | -40 | 85 | 0.5 | 130 | 37 | 125 | 2904376 | PHOENIX CONTACT | POWER SUPPLY, UNO-PS/1AC/24DC/150W | UL CUL | Hazardous Location | CLASS I, DIV. 2 | Groups A,B,C,D | T4
480 | 24 | 20 | 400 | 500 | 3 | -25 | 70 | -40 | 85 | 2.1 | 209.7 | 70.5 | 170 | 1067898 | PHOENIX CONTACT | POWER SUPPLY, EM-CPS-PS/3AC/24DC/20/8C/IOL | UL | General Purpose
120 | 24 | 5 | 400 | 500 | 3 | -25 | 70 | -40 | 85 | 0.4 | 130 | 35 | 115 | 2903153 | PHOENIX CONTACT | POWER SUPPLY, TRIO-PS-2G/3AC/24DC/5 | UL CUL | General Purpose
480 | 24 | 20 | 400 | 500 | 3 | -25 | 70 | -40 | 85 | 1.1 | 130 | 70 | 125 | 2904622 | PHOENIX CONTACT | POWER SUPPLY, QUINT4-PS/3AC/24DC/20 | UL CUL | Hazardous Location | CLASS I, DIV. 2 | Groups A,B,C,D
120 | 24 | 5 | 100 | 240 | 1 | -25 | 70 | -40 | 85 | 0.45 | 130 | 35 | 115 | 2903144 | PHOENIX CONTACT | POWER SUPPLY, TRIO-PS-2G/1AC/24DC/5/B+D | UL CUL | General Purpose
60 | 12 | 5 | 100 | 240 | 1 | -25 | 70 | -40 | 85 | 0.32 | 130 | 30 | 115 | 2903157 | PHOENIX CONTACT | POWER SUPPLY, TRIO-PS-2G/1AC/12DC/5/C2LPS | UL CUL | General Purpose
60 | 24 | 2.5 | 100 | 240 | 1 | -25 | 70 | -40 | 85 | 0.244 | 99 | 32 | 90 | 2904598 | PHOENIX CONTACT | POWER SUPPLY, QUINT4-PS/1AC/24DC/2.5/SC | UL | Hazardous Location | CLASS I, DIV. 2 | Groups A,B,C,D
30 | 24 | 1.3 | 100 | 240 | 1 | -25 | 70 | -40 | 85 | 0.188 | 106 | 22.5 | 90 | 2909575 | PHOENIX CONTACT | POWER SUPPLY, QUINT4-PS/1AC/24DC/1.3/PT | UL | Hazardous Location | CLASS I, DIV. 2 | Groups A,B,C,D
180 | 12 | 15 | 100 | 240 | 1 | -25 | 70 | -40 | 85 | 1 | 130 | 50 | 125 | 2904608 | PHOENIX CONTACT | POWER SUPPLY, QUINT4-PS/1AC/12DC/15 | UL CUL | Hazardous Location | CLASS I, DIV. 2 | Groups A,B,C,D
480 | 24 | 20 | 100 | 240 | 1 | -40 | 75 | -40 | 85 | 1.3 | 130 | 70 | 125 | 2904617 | PHOENIX CONTACT | POWER SUPPLY, QUINT4-PS/1AC/24DC/20/+ | UL CUL | Hazardous Location | CLASS I, DIV. 2 | Groups A,B,C,D
120 | 24 | 5 | 400 | 500 | 3 | -25 | 70 | -40 | 85 | 0.6 | 130 | 36 | 125 | 2904620 | PHOENIX CONTACT | POWER SUPPLY, QUINT4-PS/3AC/24DC/5 | UL CUL | Hazardous Location | CLASS I, DIV. 2 | Groups A,B,C,D
30 | 12 | 2.5 | 100 | 240 | 1 | -25 | 70 | -40 | 85 | 0.15 | 90 | 22.5 | 84 | 2902998 | PHOENIX CONTACT | POWER SUPPLY, UNO-PS/1AC/12DC/ 30W | UL CUL | Hazardous Location | CLASS I, DIV. 2 | Groups A,B,C,D | T4
55 | 15 | 3.7 | 100 | 240 | 1 | -25 | 70 | -40 | 85 | 0.21 | 90 | 35 | 84 | 2903001 | PHOENIX CONTACT | POWER SUPPLY, UNO-PS/1AC/15DC/ 55W | UL CUL | Hazardous Location | CLASS I, DIV. 2 | Groups A,B,C,D | T4A
25 | 5 | 5 | 100 | 240 | 1 | -25 | 70 | -40 | 85 | 0.15 | 90 | 22.5 | 84 | 2904374 | PHOENIX CONTACT | POWER SUPPLY, UNO-PS/1AC/ 5DC/ 25W | UL CUL | Hazardous Location | CLASS I, DIV. 2 | Groups A,B,C,D | T4
60 | 15 | 4 | 100 | 240 | 1 | -25 | 70 | -40 | 85 | 0.27 | 90 | 72 | 61 | 2868619 | PHOENIX CONTACT | POWER SUPPLY, STEP-PS/ 1AC/15DC/4 | UL CUL | Hazardous Location | CLASS I, DIV. 2 | Groups A,B,C,D
480 | 24 | 20 | 400 | 500 | 3 | -25 | 85 | -40 | 85 | 3.7 | 10: 304; 11: 151; 12: 120; 13: 1039829; F0 14: PHOENIX CONTACT; F0 15: POWER SUPPLY, TRIO-PS-IP67/3AC/24DC/20; F7 17: General Purpose
120 | 24 | 5 | 100 | 240 | 1 | -10 | 70 | -40 | 85 | 0.255 | 90 | 72 | 61 | 1088478 | PHOENIX CONTACT | POWER SUPPLY, STEP3-PS/1AC/24DC/5/PT | UL CUL | Hazardous Location | CLASS I, DIV. 2 | Groups A,B,C,D
960 | 48 | 20 | 400 | 500 | 3 | -25 | 70 | -40 | 85 | 2.5 | 130 | 96 | 179 | 2320827 | PHOENIX CONTACT | POWER SUPPLY, QUINT-PS/3AC/48DC/20 | UL CUL | Hazardous Location | CLASS I, DIV. 2 | Groups A,B,C,D
18 | 24 | 0.75 | 100 | 240 | 1 | -25 | 70 | -40 | 85 | 0.11 | 90 | 36 | 43 | 2868622 | PHOENIX CONTACT | POWER SUPPLY, STEP-PS/ 1AC/24DC/0.75/FL | UL CUL | Hazardous Location | CLASS I, DIV. 2 | Groups A,B,C,D | T4
36 | 12 | 3 | 100 | 240 | 1 | -25 | 70 | -40 | 85 | 0.19 | 90 | 54 | 61 | 2868570 | PHOENIX CONTACT | POWER SUPPLY, STEP-PS/ 1AC/12DC/3 | UL CUL | Hazardous Location | CLASS I, DIV. 2 | Groups A,B,C,D | T4
60 | 24 | 2.5 | 100 | 240 | 1 | -25 | 70 | -40 | 85 | 0.27 | 90 | 72 | 61 | 2868651 | PHOENIX CONTACT | POWER SUPPLY, STEP-PS/ 1AC/24DC/2.5 | UL CUL | Hazardous Location | CLASS I, DIV. 2 | Groups A,B,C,D
12 | 12 | 1 | 100 | 240 | 1 | -25 | 70 | -40 | 85 | 0.07 | 90 | 18 | 61 | 2868538 | PHOENIX CONTACT | POWER SUPPLY, STEP-PS/ 1AC/12DC/1 | UL CUL | Hazardous Location | CLASS I, DIV. 2 | Groups A,B,C,D | T4
18 | 12 | 1.5 | 100 | 240 | 1 | -25 | 70 | -40 | 85 | 0.11 | 90 | 36 | 61 | 2868567 | PHOENIX CONTACT | POWER SUPPLY, STEP-PS/ 1AC/12DC/1.5 | UL CUL | Hazardous Location | CLASS I, DIV. 2 | Groups A,B,C,D | T4
72 | 24 | 3 | 100 | 240 | 1 | -25 | 70 | -40 | 85 | 0.35 | 130 | 30 | 115 | 2903147 | PHOENIX CONTACT | POWER SUPPLY, TRIO-PS-2G/1AC/24DC/3/C2LPS | UL CUL | General Purpose
240 | 24 | 10 | 400 | 500 | 3 | -25 | 70 | -40 | 85 | 0.9 | 130 | 50 | 125 | 2904621 | PHOENIX CONTACT | POWER SUPPLY, QUINT4-PS/3AC/24DC/10 | UL CUL | Hazardous Location | CLASS I, DIV. 2 | Groups A,B,C,D
240 | 24 | 10 | 100 | 240 | 1 | -25 | 70 | -40 | 85 | 0.9 | 130 | 50 | 125 | 2904625 | PHOENIX CONTACT | POWER SUPPLY, QUINT4-PS/1AC/24DC/10/CO | UL CUL | Hazardous Location | CLASS I, DIV. 2 | Groups A,B,C,D
240 | 48 | 5 | 100 | 240 | 1 | -25 | 70 | -40 | 85 | 1 | 130 | 50 | 125 | 2904610 | PHOENIX CONTACT | POWER SUPPLY, QUINT4-PS/1AC/48DC/5 | UL CUL | Hazardous Location | CLASS I, DIV. 2 | Groups A,B,C,D
960 | 24 | 40 | 100 | 240 | 1 | -25 | 70 | -40 | 85 | 2.6 | 130 | 120 | 140 | 2904603 | PHOENIX CONTACT | POWER SUPPLY, QUINT4-PS/1AC/24DC/40 | UL CUL | Hazardous Location | CLASS I, DIV. 2 | Groups A,B,C,D
12 | 24 | 0.5 | 100 | 240 | 1 | -25 | 70 | -40 | 85 | 0.07 | 90 | 18 | 61 | 2868596 | PHOENIX CONTACT | POWER SUPPLY, STEP-PS/ 1AC/24DC/0.5 | UL CUL | Hazardous Location | CLASS I, DIV. 2 | Groups A,B,C,D | T4
480 | 24 | 20 | 400 | 500 | 2 | -25 | 70 | -40 | 85 | 2 | 130 | 120 | 125 | 2320830 | PHOENIX CONTACT | POWER SUPPLY, QUINT-PS/2AC/1DC/24DC/20 | UL CUL | General Purpose
120 | 12 | 10 | 100 | 240 | 1 | -25 | 70 | -40 | 85 | 0.4 | 130 | 35 | 115 | 2903158 | PHOENIX CONTACT | POWER SUPPLY, TRIO-PS-2G/1AC/12DC/10 | UL CUL | General Purpose
90 | 24 | 3.8 | 100 | 240 | 1 | -25 | 70 | -40 | 85 | 0.296 | 99 | 45 | 90 | 2904599 | PHOENIX CONTACT | POWER SUPPLY, QUINT4-PS/1AC/24DC/3.8/SC | UL | Hazardous Location | CLASS I, DIV. 2 | Groups A,B,C,D
32.5 | 5 | 6.5 | 100 | 240 | 1 | -25 | 70 | -40 | 85 | 0.27 | 90 | 72 | 61 | 2868541 | PHOENIX CONTACT | POWER SUPPLY, STEP-PS/ 1AC/ 5DC/6.5 | UL CUL | Hazardous Location | CLASS I, DIV. 2 | Groups A,B,C,D | T4A
42 | 24 | 1.75 | 100 | 240 | 1 | -25 | 70 | -40 | 85 | 0.19 | 90 | 54 | 61 | 2868648 | PHOENIX CONTACT | POWER SUPPLY, STEP-PS/ 1AC/24DC/1.75 | UL CUL | Hazardous Location | CLASS I, DIV. 2 | Groups A,B,C,D | T4A
91.2 | 24 | 3.8 | 100 | 240 | 1 | -25 | 70 | -40 | 85 | 0.33 | 90 | 90 | 61 | 2868677 | PHOENIX CONTACT | POWER SUPPLY, STEP-PS/ 1AC/24DC/3.8/C2LPS | UL CUL | Hazardous Location | CLASS I, DIV. 2 | Groups A,B,C,D | T4A
120 | 24 | 5 | 100 | 240 | 1 | -40 | 70 | -40 | 85 | 0.7 | 130 | 40 | 125 | 2320908 | PHOENIX CONTACT | POWER SUPPLY, QUINT-PS/1AC/24DC/ 5/CO | UL CUL | Hazardous Location | CLASS I, DIV. 2 | Groups A,B,C,D | T4
240 | 24 | 10 | 400 | 500 | 3 | -25 | 70 | -40 | 85 | 0.9 | 130 | 42 | 160 | 2903154 | PHOENIX CONTACT | POWER SUPPLY, TRIO-PS-2G/3AC/24DC/10 | UL CUL | General Purpose
240 | 24 | 10 | 100 | 240 | 1 | -40 | 70 | -40 | 85 | 1.1 | 130 | 60 | 125 | 2320911 | PHOENIX CONTACT | POWER SUPPLY, QUINT-PS/1AC/24DC/10/CO | UL CUL | Hazardous Location | CLASS I, DIV. 2 | Groups A,B,C,D
100 | 24 | 4.2 | 100 | 240 | 1 | -25 | 70 | -40 | 85 | 0.34 | 90 | 55 | 84 | 2902993 | PHOENIX CONTACT | POWER SUPPLY, UNO-PS/1AC/24DC/100W | UL CUL | Hazardous Location | CLASS I, DIV. 2 | Groups A,B,C,D | T4
30 | 15 | 2 | 100 | 240 | 1 | -25 | 70 | -40 | 85 | 0.15 | 90 | 22.5 | 84 | 2903000 | PHOENIX CONTACT | POWER SUPPLY, UNO-PS/1AC/15DC/30W | UL CUL | Hazardous Location | CLASS I, DIV. 2 | Groups A,B,C,D | T4
90 | 12 | 7.5 | 100 | 240 | 1 | -25 | 70 | -40 | 85 | 0.3 | 106 | 45 | 90 | 2904607 | PHOENIX CONTACT | POWER SUPPLY, QUINT4-PS/1AC/12DC/7.5/PT | UL | Hazardous Location | CLASS I, DIV. 2 | Groups A,B,C,D
25 | 5 | 5 | 100 | 240 | 1 | -25 | 70 | -40 | 85 | 0.184 | 106 | 22.5 | 90 | 2904595 | PHOENIX CONTACT | POWER SUPPLY, QUINT4-PS/1AC/5DC/5/PT | UL | General Purpose
40 | 5 | 8 | 100 | 240 | 1 | -25 | 70 | -40 | 85 | 0.21 | 90 | 35 | 84 | 2904375 | PHOENIX CONTACT | POWER SUPPLY, UNO-PS/1AC/ 5DC/ 40W | UL CUL | Hazardous Location | CLASS I, DIV. 2 | Groups A,B,C,D | T4A
960 | 24 | 40 | 100 | 240 | 1 | -25 | 70 | -40 | 85 | 3.3 | 130 | 180 | 125 | 2866789 | PHOENIX CONTACT | POWER SUPPLY, QUINT-PS/1AC/24DC/40 | UL CUL | Hazardous Location | CLASS I, DIV. 2 | Groups A,B,C,D
100 | 12 | 8.3 | 100 | 240 | 1 | -25 | 70 | -40 | 85 | 0.34 | 90 | 55 | 84 | 2902997 | PHOENIX CONTACT | POWER SUPPLY, UNO-PS/1AC/12DC/100W | UL CUL | Hazardous Location | CLASS I, DIV. 2 | Groups A,B,C,D | T4
96 | 48 | 2 | 100 | 240 | 1 | -25 | 70 | -40 | 85 | 0.33 | 90 | 90 | 61 | 2868680 | PHOENIX CONTACT | POWER SUPPLY, STEP-PS/ 1AC/48DC/2 | UL CUL | Hazardous Location | CLASS I, DIV. 2 | Groups A,B,C,D
90 | 24 | 3.75 | 400 | 500 | 2 | -25 | 70 | -40 | 85 | 0.32 | 90 | 55 | 84 | 2904371 | PHOENIX CONTACT | POWER SUPPLY, UNO-PS/2AC/24DC/90W/C2LPS | UL CUL | Hazardous Location | CLASS I, DIV. 2 | Groups A,B,C,D | T4
192 | 24 | 8 | 100 | 240 | 1 | -25 | 70 | -40 | 85 | 1.5 | 10: 240; 11: 136; 12: 53; 13: 1065976; F0 14: PHOENIX CONTACT; F0 15: POWER SUPPLY, TRIO-PS67/1AC/24DC/8/INC; F7 17: General Purpose
15 | 24 | 0.63 | 100 | 240 | 1 | -10 | 70 | -40 | 85 | 0.07 | 90 | 18 | 61 | 1088495 | PHOENIX CONTACT | POWER SUPPLY, STEP3-PS/1AC/24DC/0.63/PT | UL CUL | Hazardous Location | CLASS I, DIV. 2 | Groups A,B,C,D
60 | 24 | 2.5 | 100 | 240 | 1 | -10 | 70 | -40 | 85 | 0.2 | 90 | 54 | 61 | 1088491 | PHOENIX CONTACT | POWER SUPPLY, STEP3-PS/1AC/24DC/2.5/PT | UL CUL | Hazardous Location | CLASS I, DIV. 2 | Groups A,B,C,D
120 | 24 | 5 | 100 | 240 | 1 | -25 | 70 | -40 | 85 | 0.45 | 130 | 35 | 115 | 2903148 | PHOENIX CONTACT | POWER SUPPLY, TRIO-PS-2G/1AC/24DC/5 | UL CUL | General Purpose
480 | 24 | 20 | 100 | 240 | 1 | -25 | 70 | -40 | 85 | 1.5 | 130 | 68 | 160 | 2903151 | PHOENIX CONTACT | POWER SUPPLY, TRIO-PS-2G/1AC/24DC/20 | UL CUL | General Purpose
84 | 24 | 3.5 | 100 | 277 | 1 | -25 | 70 | -40 | 85 | 0.3 | 90 | 90 | 61 | 2904945 | PHOENIX CONTACT | POWER SUPPLY, STEP-PS/277AC/24DC/3.5 | UL CUL | General Purpose
480 | 48 | 10 | 100 | 240 | 1 | -25 | 70 | -40 | 85 | 1.3 | 130 | 70 | 125 | 2904626 | PHOENIX CONTACT | POWER SUPPLY, QUINT4-PS/1AC/48DC/10/CO | UL CUL | Hazardous Location | CLASS I, DIV. 2 | Groups A,B,C,D
480 | 24 | 20 | 100 | 240 | 1 | -25 | 70 | -40 | 85 | 1.3 | 130 | 70 | 125 | 2904602 | PHOENIX CONTACT | POWER SUPPLY, QUINT4-PS/1AC/24DC/20 | UL CUL | Hazardous Location | CLASS I, DIV. 2 | Groups A,B,C,D
480 | 48 | 10 | 100 | 240 | 1 | -25 | 70 | -40 | 85 | 1.3 | 130 | 70 | 125 | 2904611 | PHOENIX CONTACT | POWER SUPPLY, QUINT4-PS/1AC/48DC/10 | UL CUL | Hazardous Location | CLASS I, DIV. 2 | Groups A,B,C,D
90 | 24 | 3.8 | 100 | 240 | 1 | -25 | 70 | -40 | 85 | 0.296 | 106 | 45 | 90 | 2909577 | PHOENIX CONTACT | POWER SUPPLY, QUINT4-PS/1AC/24DC/3.8/PT | UL | Hazardous Location | CLASS I, DIV. 2 | Groups A,B,C,D
480 | 48 | 10 | 100 | 240 | 1 | -25 | 70 | -40 | 85 | 1.4 | 130 | 68 | 160 | 2903160 | PHOENIX CONTACT | POWER SUPPLY, TRIO-PS-2G/1AC/48DC/10 | UL CUL | General Purpose
120 | 24 | 5 | 100 | 240 | 1 | -25 | 70 | -40 | 85 | 0.7 | 130 | 36 | 125 | 2904600 | PHOENIX CONTACT | POWER SUPPLY, QUINT4-PS/1AC/24DC/5 | UL CUL | Hazardous Location | CLASS I, DIV. 2 | Groups A,B,C,D
240 | 48 | 5 | 100 | 240 | 1 | -25 | 70 | -40 | 85 | 0.9 | 130 | 42 | 160 | 2903159 | PHOENIX CONTACT | POWER SUPPLY, TRIO-PS-2G/1AC/48DC/5 | UL CUL | General Purpose
1008 | 72 | 14 | 400 | 500 | 3 | -25 | 70 | -40 | 85 | 2.5 | 130 | 110 | 160 | 1076188 | PHOENIX CONTACT | POWER SUPPLY, TRIO-PS-2G/3AC/72DC/14 | UL CUL | General Purpose
100 | 48 | 2.1 | 100 | 240 | 1 | -25 | 70 | -40 | 85 | 0.34 | 90 | 55 | 84 | 2902996 | PHOENIX CONTACT | POWER SUPPLY, UNO-PS/1AC/48DC/100W | UL CUL | Hazardous Location | CLASS I, DIV. 2 | Groups A,B,C,D | T4
90 | 24 | 3.75 | 100 | 240 | 1 | -25 | 70 | -40 | 85 | 0.34 | 90 | 55 | 84 | 2902994 | PHOENIX CONTACT | POWER SUPPLY, UNO-PS/1AC/24DC/90W/C2LPS | UL CUL | Hazardous Location | CLASS I, DIV. 2 | Groups A,B,C,D | T4
440 | 110 | 4 | 100 | 240 | 1 | -25 | 70 | -40 | 85 | 1.3 | 130 | 70 | 125 | 2904613 | PHOENIX CONTACT | POWER SUPPLY, QUINT4-PS/1AC/110DC/4 | UL | Hazardous Location | CLASS I, DIV. 2 | Groups A,B,C,D
60 | 24 | 2.5 | 100 | 240 | 1 | -25 | 70 | -40 | 85 | 0.2 | 90 | 35 | 84 | 2902992 | PHOENIX CONTACT | POWER SUPPLY, UNO-PS/1AC/24DC/ 60W | UL CUL | Hazardous Location | CLASS I, DIV. 2 | Groups A,B,C,D | T4A
240 | 24 | 10 | 100 | 240 | 1 | -25 | 70 | -40 | 85 | 0.66 | 130 | 45 | 125 | 2904372 | PHOENIX CONTACT | POWER SUPPLY, UNO-PS/1AC/24DC/240W | UL CUL | Hazardous Location | CLASS I, DIV. 2 | Groups A,B,C,D | T4
240 | 24 | 10 | 100 | 240 | 1 | -25 | 70 | -40 | 85 | 1.5 | 10: 240; 11: 136; 12: 53; 13: 1111634; F0 14: PHOENIX CONTACT; F0 15: POWER SUPPLY, TRIO-PS67/1AC/24DC/10/M12; F7 17: General Purpose

## Fuse-D
Current | Current Unit mA/A | Voltage | Voltage Unit | Inrush Current kA | Inrush Current Unit | Type 1 | Type 2 | Type 3 | Material | Part No. | Manufacturer | Description | Certificates | Certificates | Link | Key words: - Fuse - Circuit Protection
100 | mA | 600 | V AC | 200 | kA | Fast Acting | Midget | Non-indicating | Ceramic | KTK-R-1/10 | BUSSMAN | FUSE, FAST ACTING, 100mA, 600 V AC, CERAMIC | CSA | UL | See Datasheet Folder
125 | mA | 600 | V AC | 200 | kA | Fast Acting | Midget | Non-indicating | Ceramic | KTK-R-1/8 | BUSSMAN | FUSE, FAST ACTING, 125mA, 600 V AC, CERAMIC | CSA | UL
200 | mA | 600 | V AC | 200 | kA | Fast Acting | Midget | Non-indicating | Ceramic | KTK-R-2/10 | BUSSMAN | FUSE, FAST ACTING, 200mA, 600 V AC, CERAMIC | CSA | UL
250 | mA | 600 | V AC | 200 | kA | Fast Acting | Midget | Non-indicating | Ceramic | KTK-R-1/4 | BUSSMAN | FUSE, FAST ACTING, 250mA, 600 V AC, CERAMIC | CSA | UL
300 | mA | 600 | V AC | 200 | kA | Fast Acting | Midget | Non-indicating | Ceramic | KTK-R-3/10 | BUSSMAN | FUSE, FAST ACTING, 300mA, 600 V AC, CERAMIC | CSA | UL
400 | mA | 600 | V AC | 200 | kA | Fast Acting | Midget | Non-indicating | Ceramic | KTK-R-4/10 | BUSSMAN | FUSE, FAST ACTING, 400mA, 600 V AC, CERAMIC | CSA | UL
500 | mA | 600 | V AC | 200 | kA | Fast Acting | Midget | Non-indicating | Ceramic | KTK-R-1/2 | BUSSMAN | FUSE, FAST ACTING, 500mA, 600 V AC, CERAMIC | CSA | UL
600 | mA | 600 | V AC | 200 | kA | Fast Acting | Midget | Non-indicating | Ceramic | KTK-R-6/10 | BUSSMAN | FUSE, FAST ACTING, 600mA, 600 V AC, CERAMIC | CSA | UL
750 | mA | 600 | V AC | 200 | kA | Fast Acting | Midget | Non-indicating | Ceramic | KTK-R-3/4 | BUSSMAN | FUSE, FAST ACTING, 750mA, 600 V AC, CERAMIC | CSA | UL
1 | A | 600 | V AC | 200 | kA | Fast Acting | Midget | Non-indicating | Ceramic | KTK-R-1 | BUSSMAN | FUSE, FAST ACTING, 1A, 600 V AC, CERAMIC | CSA | UL
1.5 | A | 600 | V AC | 200 | kA | Fast Acting | Midget | Non-indicating | Ceramic | KTK-R-1-1/2 | BUSSMAN | FUSE, FAST ACTING, 1.5A, 600 V AC, CERAMIC | CSA | UL
2 | A | 600 | V AC | 200 | kA | Fast Acting | Midget | Non-indicating | Ceramic | KTK-R-2 | BUSSMAN | FUSE, FAST ACTING, 2A, 600 V AC, CERAMIC | CSA | UL
2.5 | A | 600 | V AC | 200 | kA | Fast Acting | Midget | Non-indicating | Ceramic | KTK-R-2-1/2 | BUSSMAN | FUSE, FAST ACTING, 2.5A, 600 V AC, CERAMIC | CSA | UL
3 | A | 600 | V AC | 200 | kA | Fast Acting | Midget | Non-indicating | Ceramic | KTK-R-3 | BUSSMAN | FUSE, FAST ACTING, 3A, 600 V AC, CERAMIC | CSA | UL
3.5 | A | 600 | V AC | 200 | kA | Fast Acting | Midget | Non-indicating | Ceramic | KTK-R-3-1/2 | BUSSMAN | FUSE, FAST ACTING, 3.5A, 600 V AC, CERAMIC | CSA | UL
4 | A | 600 | V AC | 200 | kA | Fast Acting | Midget | Non-indicating | Ceramic | KTK-R-4 | BUSSMAN | FUSE, FAST ACTING, 4A, 600 V AC, CERAMIC | CSA | UL
5 | A | 600 | V AC | 200 | kA | Fast Acting | Midget | Non-indicating | Ceramic | KTK-R-5 | BUSSMAN | FUSE, FAST ACTING, 5A, 600 V AC, CERAMIC | CSA | UL
6 | A | 600 | V AC | 200 | kA | Fast Acting | Midget | Non-indicating | Ceramic | KTK-R-6 | BUSSMAN | FUSE, FAST ACTING, 6A, 600 V AC, CERAMIC | CSA | UL
7 | A | 600 | V AC | 200 | kA | Fast Acting | Midget | Non-indicating | Ceramic | KTK-R-7 | BUSSMAN | FUSE, FAST ACTING, 7A, 600 V AC, CERAMIC | CSA | UL
8 | A | 600 | V AC | 200 | kA | Fast Acting | Midget | Non-indicating | Ceramic | KTK-R-8 | BUSSMAN | FUSE, FAST ACTING, 8A, 600 V AC, CERAMIC | CSA | UL
9 | A | 600 | V AC | 200 | kA | Fast Acting | Midget | Non-indicating | Ceramic | KTK-R-9 | BUSSMAN | FUSE, FAST ACTING, 9A, 600 V AC, CERAMIC | CSA | UL
10 | A | 600 | V AC | 200 | kA | Fast Acting | Midget | Non-indicating | Ceramic | KTK-R-10 | BUSSMAN | FUSE, FAST ACTING, 10A, 600 V AC, CERAMIC | CSA | UL
12 | A | 600 | V AC | 200 | kA | Fast Acting | Midget | Non-indicating | Ceramic | KTK-R-12 | BUSSMAN | FUSE, FAST ACTING, 12A, 600 V AC, CERAMIC | CSA | UL
15 | A | 600 | V AC | 200 | kA | Fast Acting | Midget | Non-indicating | Ceramic | KTK-R-15 | BUSSMAN | FUSE, FAST ACTING, 15A, 600 V AC, CERAMIC | CSA | UL
20 | A | 600 | V AC | 200 | kA | Fast Acting | Midget | Non-indicating | Ceramic | KTK-R-20 | BUSSMAN | FUSE, FAST ACTING, 20A, 600 V AC, CERAMIC | CSA | UL
25 | A | 600 | V AC | 200 | kA | Fast Acting | Midget | Non-indicating | Ceramic | KTK-R-25 | BUSSMAN | FUSE, FAST ACTING, 25A, 600 V AC, CERAMIC | CSA | UL
30 | A | 600 | V AC | 200 | kA | Fast Acting | Midget | Non-indicating | Ceramic | KTK-R-30 | BUSSMAN | FUSE, FAST ACTING, 30A, 600 V AC, CERAMIC | CSA | UL
50 | mA | 250 | V AC | 1.5 | kA | Fast Acting | Midget | Non-indicating | Ceramic | S501-50-R | BUSSMAN | FUSE, FAST ACTING, 50mA, 250 V AC, CERAMIC | CSA | cURus
63 | mA | 250 | V AC | 1.5 | kA | Fast Acting | Midget | Non-indicating | Ceramic | S501-63-R | BUSSMAN | FUSE, FAST ACTING, 63mA, 250 V AC, CERAMIC | CSA | cURus
80 | mA | 250 | V AC | 1.5 | kA | Fast Acting | Midget | Non-indicating | Ceramic | S501-80-R | BUSSMAN | FUSE, FAST ACTING, 80mA, 250 V AC, CERAMIC | CSA | cURus
100 | mA | 250 | V AC | 1.5 | kA | Fast Acting | Midget | Non-indicating | Ceramic | S501-100-R | BUSSMAN | FUSE, FAST ACTING, 100mA, 250 V AC, CERAMIC | CSA | cURus
125 | mA | 250 | V AC | 1.5 | kA | Fast Acting | Midget | Non-indicating | Ceramic | S501-125-R | BUSSMAN | FUSE, FAST ACTING, 125mA, 250 V AC, CERAMIC | CSA | cURus
160 | mA | 250 | V AC | 1.5 | kA | Fast Acting | Midget | Non-indicating | Ceramic | S501-160-R | BUSSMAN | FUSE, FAST ACTING, 160mA, 250 V AC, CERAMIC | CSA | cURus
200 | mA | 250 | V AC | 1.5 | kA | Fast Acting | Midget | Non-indicating | Ceramic | S501-200-R | BUSSMAN | FUSE, FAST ACTING, 200mA, 250 V AC, CERAMIC | CSA | cURus
250 | mA | 250 | V AC | 1.5 | kA | Fast Acting | Midget | Non-indicating | Ceramic | S501-250-R | BUSSMAN | FUSE, FAST ACTING, 250mA, 250 V AC, CERAMIC | CSA | cURus
315 | mA | 250 | V AC | 1.5 | kA | Fast Acting | Midget | Non-indicating | Ceramic | S501-315-R | BUSSMAN | FUSE, FAST ACTING, 315mA, 250 V AC, CERAMIC | CSA | cURus
400 | mA | 250 | V AC | 1.5 | kA | Fast Acting | Midget | Non-indicating | Ceramic | S501-400-R | BUSSMAN | FUSE, FAST ACTING, 400mA, 250 V AC, CERAMIC | CSA | cURus
500 | mA | 250 | V AC | 1.5 | kA | Fast Acting | Midget | Non-indicating | Ceramic | S501-500-R | BUSSMAN | FUSE, FAST ACTING, 500mA, 250 V AC, CERAMIC | CSA | cURus
630 | mA | 250 | V AC | 1.5 | kA | Fast Acting | Midget | Non-indicating | Ceramic | S501-630-R | BUSSMAN | FUSE, FAST ACTING, 630mA, 250 V AC, CERAMIC | CSA | cURus
800 | mA | 250 | V AC | 1.5 | kA | Fast Acting | Midget | Non-indicating | Ceramic | S501-800-R | BUSSMAN | FUSE, FAST ACTING, 800mA, 250 V AC, CERAMIC | CSA | cURus
1 | A | 250 | V AC | 1.5 | kA | Fast Acting | Midget | Non-indicating | Ceramic | S501-1-R | BUSSMAN | FUSE, FAST ACTING, 1A, 250 V AC, CERAMIC | CSA | cURus
1.25 | A | 250 | V AC | 1.5 | kA | Fast Acting | Midget | Non-indicating | Ceramic | S501-1.25-R | BUSSMAN | FUSE, FAST ACTING, 1.25A, 250 V AC, CERAMIC | CSA | cURus
1.6 | A | 250 | V AC | 1.5 | kA | Fast Acting | Midget | Non-indicating | Ceramic | S501-1.6-R | BUSSMAN | FUSE, FAST ACTING, 1.6A, 250 V AC, CERAMIC | CSA | cURus
2 | A | 250 | V AC | 1.5 | kA | Fast Acting | Midget | Non-indicating | Ceramic | S501-2-R | BUSSMAN | FUSE, FAST ACTING, 2A, 250 V AC, CERAMIC | CSA | cURus
2.5 | A | 250 | V AC | 1.5 | kA | Fast Acting | Midget | Non-indicating | Ceramic | S501-2.5-R | BUSSMAN | FUSE, FAST ACTING, 2.5A, 250 V AC, CERAMIC | CSA | cURus
3.15 | A | 250 | V AC | 1.5 | kA | Fast Acting | Midget | Non-indicating | Ceramic | S501-3.15-R | BUSSMAN | FUSE, FAST ACTING, 3.15A, 250 V AC, CERAMIC | CSA | cURus
4 | A | 250 | V AC | 1.5 | kA | Fast Acting | Midget | Non-indicating | Ceramic | S501-4-R | BUSSMAN | FUSE, FAST ACTING, 4A, 250 V AC, CERAMIC | CSA | cURus
5 | A | 250 | V AC | 1.5 | kA | Fast Acting | Midget | Non-indicating | Ceramic | S501-5-R | BUSSMAN | FUSE, FAST ACTING, 5A, 250 V AC, CERAMIC | CSA | cURus
6.3 | A | 250 | V AC | 1.5 | kA | Fast Acting | Midget | Non-indicating | Ceramic | S501-6.3-R | BUSSMAN | FUSE, FAST ACTING, 6.3A, 250 V AC, CERAMIC | CSA | cURus
8 | A | 250 | V AC | 1.5 | kA | Fast Acting | Midget | Non-indicating | Ceramic | S501-8-R | BUSSMAN | FUSE, FAST ACTING, 8A, 250 V AC, CERAMIC | CSA | cURus
10 | A | 250 | V AC | 1.5 | kA | Fast Acting | Midget | Non-indicating | Ceramic | S501-10-R | BUSSMAN | FUSE, FAST ACTING, 10A, 250 V AC, CERAMIC | CSA | cURus
1 | A | 600/500 | V AC/V DC | 200/100 | kA AC/DC | Time Delay | CLASS J | Non-indicating | - | AJT1N | MERSEN | FUSE, TIME DELAY, CLASS J, 1A, 600 V AC / 500 V DC, IR. 200kA AC / 100 kA DC | CSA | UL
1.25 | A | 600/500 | V AC/V DC | 200/100 | kA AC/DC | Time Delay | CLASS J | Non-indicating | - | AJT1-1/4N | MERSEN | FUSE, TIME DELAY, CLASS J, 1.25A, 600 V AC / 500 V DC, IR. 200kA AC / 100 kA DC | CSA | UL
1.5 | A | 600/500 | V AC/V DC | 200/100 | kA AC/DC | Time Delay | CLASS J | Non-indicating | - | AJT1-1/2N | MERSEN | FUSE, TIME DELAY, CLASS J, 1.5A, 600 V AC / 500 V DC, IR. 200kA AC / 100 kA DC | CSA | UL
1.6 | A | 600/500 | V AC/V DC | 200/100 | kA AC/DC | Time Delay | CLASS J | Non-indicating | - | AJT1-6/10N | MERSEN | FUSE, TIME DELAY, CLASS J, 1.6A, 600 V AC / 500 V DC, IR. 200kA AC / 100 kA DC | CSA | UL
1.8 | A | 600/500 | V AC/V DC | 200/100 | kA AC/DC | Time Delay | CLASS J | Non-indicating | - | AJT1-8/10N | MERSEN | FUSE, TIME DELAY, CLASS J, 1.8A, 600 V AC / 500 V DC, IR. 200kA AC / 100 kA DC | CSA | UL
2 | A | 600/500 | V AC/V DC | 200/100 | kA AC/DC | Time Delay | CLASS J | Non-indicating | - | AJT2N | MERSEN | FUSE, TIME DELAY, CLASS J, 2A, 600 V AC / 500 V DC, IR. 200kA AC / 100 kA DC | CSA | UL
2.25 | A | 600/500 | V AC/V DC | 200/100 | kA AC/DC | Time Delay | CLASS J | Non-indicating | - | AJT2-1/4N | MERSEN | FUSE, TIME DELAY, CLASS J, 2.25A, 600 V AC / 500 V DC, IR. 200kA AC / 100 kA DC | CSA | UL
2.5 | A | 600/500 | V AC/V DC | 200/100 | kA AC/DC | Time Delay | CLASS J | Non-indicating | - | AJT2-1/2N | MERSEN | FUSE, TIME DELAY, CLASS J, 2.5A, 600 V AC / 500 V DC, IR. 200kA AC / 100 kA DC | CSA | UL
2.8 | A | 600/500 | V AC/V DC | 200/100 | kA AC/DC | Time Delay | CLASS J | Non-indicating | - | AJT2-8/10N | MERSEN | FUSE, TIME DELAY, CLASS J, 2.8A, 600 V AC / 500 V DC, IR. 200kA AC / 100 kA DC | CSA | UL
3 | A | 600/500 | V AC/V DC | 200/100 | kA AC/DC | Time Delay | CLASS J | Non-indicating | - | AJT3N | MERSEN | FUSE, TIME DELAY, CLASS J, 3A, 600 V AC / 500 V DC, IR. 200kA AC / 100 kA DC | CSA | UL
3.2 | A | 600/500 | V AC/V DC | 200/100 | kA AC/DC | Time Delay | CLASS J | Non-indicating | - | AJT3-2/10N | MERSEN | FUSE, TIME DELAY, CLASS J, 3.2A, 600 V AC / 500 V DC, IR. 200kA AC / 100 kA DC | CSA | UL
3.5 | A | 600/500 | V AC/V DC | 200/100 | kA AC/DC | Time Delay | CLASS J | Non-indicating | - | AJT3-1/2N | MERSEN | FUSE, TIME DELAY, CLASS J, 3.5A, 600 V AC / 500 V DC, IR. 200kA AC / 100 kA DC | CSA | UL
4 | A | 600/500 | V AC/V DC | 200/100 | kA AC/DC | Time Delay | CLASS J | Non-indicating | - | AJT4N | MERSEN | FUSE, TIME DELAY, CLASS J, 4A, 600 V AC / 500 V DC, IR. 200kA AC / 100 kA DC | CSA | UL
4.5 | A | 600/500 | V AC/V DC | 200/100 | kA AC/DC | Time Delay | CLASS J | Non-indicating | - | AJT4-1/2N | MERSEN | FUSE, TIME DELAY, CLASS J, 4.5A, 600 V AC / 500 V DC, IR. 200kA AC / 100 kA DC | CSA | UL
5 | A | 600/500 | V AC/V DC | 200/100 | kA AC/DC | Time Delay | CLASS J | Non-indicating | - | AJT5N | MERSEN | FUSE, TIME DELAY, CLASS J, 5A, 600 V AC / 500 V DC, IR. 200kA AC / 100 kA DC | CSA | UL
5.6 | A | 600/500 | V AC/V DC | 200/100 | kA AC/DC | Time Delay | CLASS J | Non-indicating | - | AJT5-6/10N | MERSEN | FUSE, TIME DELAY, CLASS J, 5.6A, 600 V AC / 500 V DC, IR. 200kA AC / 100 kA DC | CSA | UL
6 | A | 600/500 | V AC/V DC | 200/100 | kA AC/DC | Time Delay | CLASS J | Non-indicating | - | AJT6N | MERSEN | FUSE, TIME DELAY, CLASS J, 6A, 600 V AC / 500 V DC, IR. 200kA AC / 100 kA DC | CSA | UL
6.25 | A | 600/500 | V AC/V DC | 200/100 | kA AC/DC | Time Delay | CLASS J | Non-indicating | - | AJT6-1/4N | MERSEN | FUSE, TIME DELAY, CLASS J, 6.25A, 600 V AC / 500 V DC, IR. 200kA AC / 100 kA DC | CSA | UL
7 | A | 600/500 | V AC/V DC | 200/100 | kA AC/DC | Time Delay | CLASS J | Non-indicating | - | AJT7N | MERSEN | FUSE, TIME DELAY, CLASS J, 7A, 600 V AC / 500 V DC, IR. 200kA AC / 100 kA DC | CSA | UL
8 | A | 600/500 | V AC/V DC | 200/100 | kA AC/DC | Time Delay | CLASS J | Indicating | - | AJT8 | MERSEN | FUSE, TIME DELAY, CLASS J, 8A, 600 V AC / 500 V DC, IR. 200kA AC / 100 kA DC, INDICATING | CSA | UL
9 | A | 600/500 | V AC/V DC | 200/100 | kA AC/DC | Time Delay | CLASS J | Indicating | - | AJT9 | MERSEN | FUSE, TIME DELAY, CLASS J, 9A, 600 V AC / 500 V DC, IR. 200kA AC / 100 kA DC, INDICATING | CSA | UL
10 | A | 600/500 | V AC/V DC | 200/100 | kA AC/DC | Time Delay | CLASS J | Indicating | - | AJT10 | MERSEN | FUSE, TIME DELAY, CLASS J, 10A, 600 V AC / 500 V DC, IR. 200kA AC / 100 kA DC, INDICATING | CSA | UL
12 | A | 600/500 | V AC/V DC | 200/100 | kA AC/DC | Time Delay | CLASS J | Indicating | - | AJT12 | MERSEN | FUSE, TIME DELAY, CLASS J, 12A, 600 V AC / 500 V DC, IR. 200kA AC / 100 kA DC, INDICATING | CSA | UL
15 | A | 600/500 | V AC/V DC | 200/100 | kA AC/DC | Time Delay | CLASS J | Indicating | - | AJT15 | MERSEN | FUSE, TIME DELAY, CLASS J, 15A, 600 V AC / 500 V DC, IR. 200kA AC / 100 kA DC, INDICATING | CSA | UL
17.5 | A | 600/500 | V AC/V DC | 200/100 | kA AC/DC | Time Delay | CLASS J | Indicating | - | AJT17-1/2 | MERSEN | FUSE, TIME DELAY, CLASS J, 17.5A, 600 V AC / 500 V DC, IR. 200kA AC / 100 kA DC, INDICATING | CSA | UL
20 | A | 600/500 | V AC/V DC | 200/100 | kA AC/DC | Time Delay | CLASS J | Indicating | - | AJT20 | MERSEN | FUSE, TIME DELAY, CLASS J, 20A, 600 V AC / 500 V DC, IR. 200kA AC / 100 kA DC, INDICATING | CSA | UL
25 | A | 600/500 | V AC/V DC | 200/100 | kA AC/DC | Time Delay | CLASS J | Indicating | - | AJT25 | MERSEN | FUSE, TIME DELAY, CLASS J, 25A, 600 V AC / 500 V DC, IR. 200kA AC / 100 kA DC, INDICATING | CSA | UL
30 | A | 600/500 | V AC/V DC | 200/100 | kA AC/DC | Time Delay | CLASS J | Indicating | - | AJT30 | MERSEN | FUSE, TIME DELAY, CLASS J, 30A, 600 V AC / 500 V DC, IR. 200kA AC / 100 kA DC, INDICATING | CSA | UL
35 | A | 600/500 | V AC/V DC | 200/100 | kA AC/DC | Time Delay | CLASS J | Indicating | - | AJT35 | MERSEN | FUSE, TIME DELAY, CLASS J, 35A, 600 V AC / 500 V DC, IR. 200kA AC / 100 kA DC, INDICATING | CSA | UL
40 | A | 600/500 | V AC/V DC | 200/100 | kA AC/DC | Time Delay | CLASS J | Indicating | - | AJT40 | MERSEN | FUSE, TIME DELAY, CLASS J, 40A, 600 V AC / 500 V DC, IR. 200kA AC / 100 kA DC, INDICATING | CSA | UL
45 | A | 600/500 | V AC/V DC | 200/100 | kA AC/DC | Time Delay | CLASS J | Indicating | - | AJT45 | MERSEN | FUSE, TIME DELAY, CLASS J, 45A, 600 V AC / 500 V DC, IR. 200kA AC / 100 kA DC, INDICATING | CSA | UL
50 | A | 600/500 | V AC/V DC | 200/100 | kA AC/DC | Time Delay | CLASS J | Indicating | - | AJT50 | MERSEN | FUSE, TIME DELAY, CLASS J, 50A, 600 V AC / 500 V DC, IR. 200kA AC / 100 kA DC, INDICATING | CSA | UL
60 | A | 600/500 | V AC/V DC | 200/100 | kA AC/DC | Time Delay | CLASS J | Indicating | - | AJT60 | MERSEN | FUSE, TIME DELAY, CLASS J, 60A, 600 V AC / 500 V DC, IR. 200kA AC / 100 kA DC, INDICATING | CSA | UL
70 | A | 600/500 | V AC/V DC | 200/100 | kA AC/DC | Time Delay | CLASS J | Indicating | - | AJT70 | MERSEN | FUSE, TIME DELAY, CLASS J, 70A, 600 V AC / 500 V DC, IR. 200kA AC / 100 kA DC, INDICATING | CSA | UL
80 | A | 600/500 | V AC/V DC | 200/100 | kA AC/DC | Time Delay | CLASS J | Indicating | - | AJT80 | MERSEN | FUSE, TIME DELAY, CLASS J, 80A, 600 V AC / 500 V DC, IR. 200kA AC / 100 kA DC, INDICATING | CSA | UL
90 | A | 600/500 | V AC/V DC | 200/100 | kA AC/DC | Time Delay | CLASS J | Indicating | - | AJT90 | MERSEN | FUSE, TIME DELAY, CLASS J, 90A, 600 V AC / 500 V DC, IR. 200kA AC / 100 kA DC, INDICATING | CSA | UL
100 | A | 600/500 | V AC/V DC | 200/100 | kA AC/DC | Time Delay | CLASS J | Indicating | - | AJT100 | MERSEN | FUSE, TIME DELAY, CLASS J, 100A, 600 V AC / 500 V DC, IR. 200kA AC / 100 kA DC, INDICATING | CSA | UL
110 | A | 600/500 | V AC/V DC | 200/100 | kA AC/DC | Time Delay | CLASS J | Indicating | - | AJT110 | MERSEN | FUSE, TIME DELAY, CLASS J, 110A, 600 V AC / 500 V DC, IR. 200kA AC / 100 kA DC, INDICATING | CSA | UL
125 | A | 600/500 | V AC/V DC | 200/100 | kA AC/DC | Time Delay | CLASS J | Indicating | - | AJT125 | MERSEN | FUSE, TIME DELAY, CLASS J, 125A, 600 V AC / 500 V DC, IR. 200kA AC / 100 kA DC, INDICATING | CSA | UL
150 | A | 600/500 | V AC/V DC | 200/100 | kA AC/DC | Time Delay | CLASS J | Indicating | - | AJT150 | MERSEN | FUSE, TIME DELAY, CLASS J, 150A, 600 V AC / 500 V DC, IR. 200kA AC / 100 kA DC, INDICATING | CSA | UL
175 | A | 600/500 | V AC/V DC | 200/100 | kA AC/DC | Time Delay | CLASS J | Indicating | - | AJT175 | MERSEN | FUSE, TIME DELAY, CLASS J, 175A, 600 V AC / 500 V DC, IR. 200kA AC / 100 kA DC, INDICATING | CSA | UL
200 | A | 600/500 | V AC/V DC | 200/100 | kA AC/DC | Time Delay | CLASS J | Indicating | - | AJT200 | MERSEN | FUSE, TIME DELAY, CLASS J, 200A, 600 V AC / 500 V DC, IR. 200kA AC / 100 kA DC, INDICATING | CSA | UL
225 | A | 600/500 | V AC/V DC | 200/100 | kA AC/DC | Time Delay | CLASS J | Indicating | - | AJT225 | MERSEN | FUSE, TIME DELAY, CLASS J, 225A, 600 V AC / 500 V DC, IR. 200kA AC / 100 kA DC, INDICATING | CSA | UL
250 | A | 600/500 | V AC/V DC | 200/100 | kA AC/DC | Time Delay | CLASS J | Indicating | - | AJT250 | MERSEN | FUSE, TIME DELAY, CLASS J, 250A, 600 V AC / 500 V DC, IR. 200kA AC / 100 kA DC, INDICATING | CSA | UL
300 | A | 600/500 | V AC/V DC | 200/100 | kA AC/DC | Time Delay | CLASS J | Indicating | - | AJT300 | MERSEN | FUSE, TIME DELAY, CLASS J, 300A, 600 V AC / 500 V DC, IR. 200kA AC / 100 kA DC, INDICATING | CSA | UL
350 | A | 600/500 | V AC/V DC | 200/100 | kA AC/DC | Time Delay | CLASS J | Indicating | - | AJT350 | MERSEN | FUSE, TIME DELAY, CLASS J, 350A, 600 V AC / 500 V DC, IR. 200kA AC / 100 kA DC, INDICATING | CSA | UL
400 | A | 600/500 | V AC/V DC | 200/100 | kA AC/DC | Time Delay | CLASS J | Indicating | - | AJT400 | MERSEN | FUSE, TIME DELAY, CLASS J, 400A, 600 V AC / 500 V DC, IR. 200kA AC / 100 kA DC, INDICATING | CSA | UL
450 | A | 600/500 | V AC/V DC | 200/100 | kA AC/DC | Time Delay | CLASS J | Indicating | - | AJT450 | MERSEN | FUSE, TIME DELAY, CLASS J, 150A, 600 V AC / 500 V DC, IR. 200kA AC / 100 kA DC, INDICATING | CSA | UL
500 | A | 600/500 | V AC/V DC | 200/100 | kA AC/DC | Time Delay | CLASS J | Indicating | - | AJT500 | MERSEN | FUSE, TIME DELAY, CLASS J, 500A, 600 V AC / 500 V DC, IR. 200kA AC / 100 kA DC, INDICATING | CSA | UL
600 | A | 600/500 | V AC/V DC | 200/100 | kA AC/DC | Time Delay | CLASS J | Indicating | - | AJT600 | MERSEN | FUSE, TIME DELAY, CLASS J, 600A, 600 V AC / 500 V DC, IR. 200kA AC / 100 kA DC, INDICATING | CSA | UL
1 | A | 600/300 | V AC/V DC | 200/100 | kA AC/DC | Fast Acting | CLASS J | Non-indicating | - | A4J1 | MERSEN | FUSE, FAST ACTING, CLASS J, 1A, 600 V AC / 300 V DC, IR. 200kA AC / 100 kA DC | CSA | UL
3 | A | 600/300 | V AC/V DC | 200/100 | kA AC/DC | Fast Acting | CLASS J | Non-indicating | - | A4J3 | MERSEN | FUSE, FAST ACTING, CLASS J, 3A, 600 V AC / 300 V DC, IR. 200kA AC / 100 kA DC | CSA | UL
6 | A | 600/300 | V AC/V DC | 200/100 | kA AC/DC | Fast Acting | CLASS J | Non-indicating | - | A4J6 | MERSEN | FUSE, FAST ACTING, CLASS J, 6A, 600 V AC / 300 V DC, IR. 200kA AC / 100 kA DC | CSA | UL
10 | A | 600/300 | V AC/V DC | 200/100 | kA AC/DC | Fast Acting | CLASS J | Non-indicating | - | A4J10 | MERSEN | FUSE, FAST ACTING, CLASS J, 10A, 600 V AC / 300 V DC, IR. 200kA AC / 100 kA DC | CSA | UL
15 | A | 600/300 | V AC/V DC | 200/100 | kA AC/DC | Fast Acting | CLASS J | Non-indicating | - | A4J15 | MERSEN | FUSE, FAST ACTING, CLASS J, 15A, 600 V AC / 300 V DC, IR. 200kA AC / 100 kA DC | CSA | UL
20 | A | 600/300 | V AC/V DC | 200/100 | kA AC/DC | Fast Acting | CLASS J | Non-indicating | - | A4J20 | MERSEN | FUSE, FAST ACTING, CLASS J, 20A, 600 V AC / 300 V DC, IR. 200kA AC / 100 kA DC | CSA | UL
25 | A | 600/300 | V AC/V DC | 200/100 | kA AC/DC | Fast Acting | CLASS J | Non-indicating | - | A4J25 | MERSEN | FUSE, FAST ACTING, CLASS J, 25A, 600 V AC / 300 V DC, IR. 200kA AC / 100 kA DC | CSA | UL
30 | A | 600/300 | V AC/V DC | 200/100 | kA AC/DC | Fast Acting | CLASS J | Non-indicating | - | A4J30 | MERSEN | FUSE, FAST ACTING, CLASS J, 30A, 600 V AC / 300 V DC, IR. 200kA AC / 100 kA DC | CSA | UL
35 | A | 600/300 | V AC/V DC | 200/100 | kA AC/DC | Fast Acting | CLASS J | Non-indicating | - | A4J35 | MERSEN | FUSE, FAST ACTING, CLASS J, 35A, 600 V AC / 300 V DC, IR. 200kA AC / 100 kA DC | CSA | UL
40 | A | 600/300 | V AC/V DC | 200/100 | kA AC/DC | Fast Acting | CLASS J | Non-indicating | - | A4J40 | MERSEN | FUSE, FAST ACTING, CLASS J, 40A, 600 V AC / 300 V DC, IR. 200kA AC / 100 kA DC | CSA | UL
45 | A | 600/300 | V AC/V DC | 200/100 | kA AC/DC | Fast Acting | CLASS J | Non-indicating | - | A4J45 | MERSEN | FUSE, FAST ACTING, CLASS J, 45A, 600 V AC / 300 V DC, IR. 200kA AC / 100 kA DC | CSA | UL
50 | A | 600/300 | V AC/V DC | 200/100 | kA AC/DC | Fast Acting | CLASS J | Non-indicating | - | A4J50 | MERSEN | FUSE, FAST ACTING, CLASS J, 50A, 600 V AC / 300 V DC, IR. 200kA AC / 100 kA DC | CSA | UL
60 | A | 600/300 | V AC/V DC | 200/100 | kA AC/DC | Fast Acting | CLASS J | Non-indicating | - | A4J60 | MERSEN | FUSE, FAST ACTING, CLASS J, 60A, 600 V AC / 300 V DC, IR. 200kA AC / 100 kA DC | CSA | UL
70 | A | 600/300 | V AC/V DC | 200/100 | kA AC/DC | Fast Acting | CLASS J | Non-indicating | - | A4J70 | MERSEN | FUSE, FAST ACTING, CLASS J, 70A, 600 V AC / 300 V DC, IR. 200kA AC / 100 kA DC | CSA | UL
75 | A | 600/300 | V AC/V DC | 200/100 | kA AC/DC | Fast Acting | CLASS J | Non-indicating | - | A4J75 | MERSEN | FUSE, FAST ACTING, CLASS J, 75A, 600 V AC / 300 V DC, IR. 200kA AC / 100 kA DC | CSA | UL
80 | A | 600/300 | V AC/V DC | 200/100 | kA AC/DC | Fast Acting | CLASS J | Non-indicating | - | A4J80 | MERSEN | FUSE, FAST ACTING, CLASS J, 80A, 600 V AC / 300 V DC, IR. 200kA AC / 100 kA DC | CSA | UL
90 | A | 600/300 | V AC/V DC | 200/100 | kA AC/DC | Fast Acting | CLASS J | Non-indicating | - | A4J90 | MERSEN | FUSE, FAST ACTING, CLASS J, 90A, 600 V AC / 300 V DC, IR. 200kA AC / 100 kA DC | CSA | UL
100 | A | 600/300 | V AC/V DC | 200/100 | kA AC/DC | Fast Acting | CLASS J | Non-indicating | - | A4J100 | MERSEN | FUSE, FAST ACTING, CLASS J, 100A, 600 V AC / 300 V DC, IR. 200kA AC / 100 kA DC | CSA | UL
110 | A | 600/300 | V AC/V DC | 200/100 | kA AC/DC | Fast Acting | CLASS J | Non-indicating | - | A4J110 | MERSEN | FUSE, FAST ACTING, CLASS J, 110A, 600 V AC / 300 V DC, IR. 200kA AC / 100 kA DC | CSA | UL
125 | A | 600/300 | V AC/V DC | 200/100 | kA AC/DC | Fast Acting | CLASS J | Non-indicating | - | A4J125 | MERSEN | FUSE, FAST ACTING, CLASS J, 125A, 600 V AC / 300 V DC, IR. 200kA AC / 100 kA DC | CSA | UL
150 | A | 600/300 | V AC/V DC | 200/100 | kA AC/DC | Fast Acting | CLASS J | Non-indicating | - | A4J150 | MERSEN | FUSE, FAST ACTING, CLASS J, 150A, 600 V AC / 300 V DC, IR. 200kA AC / 100 kA DC | CSA | UL
175 | A | 600/300 | V AC/V DC | 200/100 | kA AC/DC | Fast Acting | CLASS J | Non-indicating | - | A4J175 | MERSEN | FUSE, FAST ACTING, CLASS J, 175A, 600 V AC / 300 V DC, IR. 200kA AC / 100 kA DC | CSA | UL
200 | A | 600/300 | V AC/V DC | 200/100 | kA AC/DC | Fast Acting | CLASS J | Non-indicating | - | A4J200 | MERSEN | FUSE, FAST ACTING, CLASS J, 200A, 600 V AC / 300 V DC, IR. 200kA AC / 100 kA DC | CSA | UL
225 | A | 600/300 | V AC/V DC | 200/100 | kA AC/DC | Fast Acting | CLASS J | Non-indicating | - | A4J225 | MERSEN | FUSE, FAST ACTING, CLASS J, 225A, 600 V AC / 300 V DC, IR. 200kA AC / 100 kA DC | CSA | UL
250 | A | 600/300 | V AC/V DC | 200/100 | kA AC/DC | Fast Acting | CLASS J | Non-indicating | - | A4J250 | MERSEN | FUSE, FAST ACTING, CLASS J, 250A, 600 V AC / 300 V DC, IR. 200kA AC / 100 kA DC | CSA | UL
300 | A | 600/300 | V AC/V DC | 200/100 | kA AC/DC | Fast Acting | CLASS J | Non-indicating | - | A4J300 | MERSEN | FUSE, FAST ACTING, CLASS J, 300A, 600 V AC / 300 V DC, IR. 200kA AC / 100 kA DC | CSA | UL
350 | A | 600/300 | V AC/V DC | 200/100 | kA AC/DC | Fast Acting | CLASS J | Non-indicating | - | A4J350 | MERSEN | FUSE, FAST ACTING, CLASS J, 350A, 600 V AC / 300 V DC, IR. 200kA AC / 100 kA DC | CSA | UL
400 | A | 600/300 | V AC/V DC | 200/100 | kA AC/DC | Fast Acting | CLASS J | Non-indicating | - | A4J400 | MERSEN | FUSE, FAST ACTING, CLASS J, 400A, 600 V AC / 300 V DC, IR. 200kA AC / 100 kA DC | CSA | UL
450 | A | 600/300 | V AC/V DC | 200/100 | kA AC/DC | Fast Acting | CLASS J | Non-indicating | - | A4J450 | MERSEN | FUSE, FAST ACTING, CLASS J, 450A, 600 V AC / 300 V DC, IR. 200kA AC / 100 kA DC | CSA | UL
500 | A | 600/300 | V AC/V DC | 200/100 | kA AC/DC | Fast Acting | CLASS J | Non-indicating | - | A4J500 | MERSEN | FUSE, FAST ACTING, CLASS J, 500A, 600 V AC / 300 V DC, IR. 200kA AC / 100 kA DC | CSA | UL
600 | A | 600/300 | V AC/V DC | 200/100 | kA AC/DC | Fast Acting | CLASS J | Non-indicating | - | A4J600 | MERSEN | FUSE, FAST ACTING, CLASS J, 600A, 600 V AC / 300 V DC, IR. 200kA AC / 100 kA DC | CSA | UL

## Fuse Holder-D
Type | Mounting | Rated Current A | Rated Voltage V AC | Rated Voltage V DC | SCCR AC kA | SCCR DC kA | Pole | Visual Indication | OPERATION TEMP. MINIMUM °C | OPERATION TEMP. MAXIMUM °C | Height mm | Width mm | Depth mm | Part No. | Manufacturer | Description | Certificates | Certificates | Link | Key words: - Breaker - Circuit Breaker - Circuit Protection
Midget | DIN Rail | 30 | 800 | 1000 | 200 | 100 | 1 | No | -40 | 85 | 78 | 17.5 | 59 | USM1 | MERSEN | FUSE HOLDER, Midget, 1-POLE, MAX 800 V AC / 1000 V DC, MAX 30 A | CSA | UL | See datasheets Page 1-2
Midget | DIN Rail | 30 | 800 | 1000 | 200 | 100 | 2 | No | -40 | 85 | 78 | 35 | 59 | USM2 | MERSEN | FUSE HOLDER, Midget, 2-POLE, MAX 800 V AC / 1000 V DC, MAX 30 A | CSA | UL | See datasheets Page 1-2
Midget | DIN Rail | 30 | 800 | 1000 | 200 | 100 | 3 | No | -40 | 85 | 78 | 52.5 | 59 | USM3 | MERSEN | FUSE HOLDER, Midget, 3-POLE, MAX 800 V AC / 1000 V DC, MAX 30 A | CSA | UL | See datasheets Page 1-2
Midget | DIN Rail | 30 | 800 | 1000 | 200 | 100 | 4 | No | -40 | 85 | 78 | 70 | 59 | USM4 | MERSEN | FUSE HOLDER, Midget, 4-POLE, MAX 800 V AC / 1000 V DC, MAX 30 A | CSA | UL | See datasheets Page 1-2
Midget | DIN Rail | 30 | 800 | 1000 | 200 | 100 | 3+N | No | -40 | 85 | 78 | 70 | 59 | USM3N | MERSEN | FUSE HOLDER, Midget, 3+N-POLE, MAX 800 V AC / 1000 V DC, MAX 30 A | CSA | UL | See datasheets Page 1-2
Midget | DIN Rail | 30 | 600 | 600 | 200 | 100 | 1 | Yes | -40 | 85 | 78 | 17.5 | 59 | USM1I | MERSEN | FUSE HOLDER, Midget, 1-POLE, MAX 600 V AC / 600 V DC, MAX 30 A, W/INDICATOR | CSA | UL | See datasheets Page 1-2
Midget | DIN Rail | 30 | 600 | 600 | 200 | 100 | 2 | Yes | -40 | 85 | 78 | 35 | 59 | USM2I | MERSEN | FUSE HOLDER, Midget, 2-POLE, MAX 600 V AC / 600 V DC, MAX 30 A, W/Indicator | CSA | UL | See datasheets Page 1-2
Midget | DIN Rail | 30 | 600 | 600 | 200 | 100 | 3 | Yes | -40 | 85 | 78 | 52.5 | 59 | USM3I | MERSEN | FUSE HOLDER, Midget, 3-POLE, MAX 600 V AC / 600 V DC, MAX 30 A, W/Indicator | CSA | UL | See datasheets Page 1-2
Midget | DIN Rail | 30 | 600 | 600 | 200 | 100 | 4 | Yes | -40 | 85 | 78 | 70 | 59 | USM4I | MERSEN | FUSE HOLDER, Midget, 4-POLE, MAX 600 V AC / 600 V DC, MAX 30 A, W/Indicator | CSA | UL | See datasheets Page 1-2
Midget | DIN Rail | 30 | 600 | 600 | 200 | 100 | 3+N | Yes | -40 | 85 | 78 | 70 | 59 | USM3IN | MERSEN | FUSE HOLDER, Midget, 3+N-POLE, MAX 600 V AC / 600 V DC, MAX 30 A, W/Indicator | CSA | UL | See datasheets Page 1-2
Midget | DIN Rail | 30 | 120 | - | 200 | 100 | 1 | Yes | -40 | 85 | 78 | 17.5 | 59 | USM1I-AC120 | MERSEN | FUSE HOLDER, Midget, 1-POLE, MAX 120 V AC, MAX 30 A, W/Indicator, W/Indicator | CSA | UL | See datasheets Page 1-2
Midget | DIN Rail | 30 | - | 24 | 200 | 100 | 1 | Yes | -40 | 85 | 78 | 17.5 | 59 | USM1I-DC24 | MERSEN | FUSE HOLDER, Midget, 1-POLE, MAX 24 V DC, MAX 30 A, W/Indicator, W/Indicator | CSA | UL | See datasheets Page 1-2
Class CC | DIN Rail | 30 | 600 | 600 | 200 | 200 | 1 | No | -40 | 85 | 78 | 17.5 | 59 | USCC1 | MERSEN | FUSE HOLDER, Class CC, 1-POLE, MAX 600 V AC / 600 V DC, MAX 30 A | CSA | UL | See datasheets Page 1-2
Class CC | DIN Rail | 30 | 600 | 600 | 200 | 200 | 2 | No | -40 | 85 | 78 | 35 | 59 | USCC2 | MERSEN | FUSE HOLDER, Class CC, 2-POLE, MAX 600 V AC / 600 V DC, MAX 30 A | CSA | UL | See datasheets Page 1-2
Class CC | DIN Rail | 30 | 600 | 600 | 200 | 200 | 3 | No | -40 | 85 | 78 | 52.5 | 59 | USCC3 | MERSEN | FUSE HOLDER, Class CC, 3-POLE, MAX 600 V AC / 600 V DC, MAX 30 A | CSA | UL | See datasheets Page 1-2
Class CC | DIN Rail | 30 | 600 | 600 | 200 | 200 | 4 | No | -40 | 85 | 78 | 70 | 59 | USCC4 | MERSEN | FUSE HOLDER, Class CC, 4-POLE, MAX 600 V AC / 600 V DC, MAX 30 A | CSA | UL | See datasheets Page 1-2
Class CC | DIN Rail | 30 | 600 | 600 | 200 | 200 | 3+N | No | -40 | 85 | 78 | 70 | 59 | USCC3N | MERSEN | FUSE HOLDER, Class CC, 3+N-POLE, MAX 600 V AC / 600 V DC, MAX 30 A | CSA | UL | See datasheets Page 1-2
Class CC | DIN Rail | 30 | 600 | 600 | 200 | 200 | 1 | Yes | -40 | 85 | 78 | 17.5 | 59 | USCC1I | MERSEN | FUSE HOLDER, Class CC, 1-POLE, MAX 600 V AC / 600 V DC, MAX 30 A, W/Indicator | CSA | UL | See datasheets Page 1-2
Class CC | DIN Rail | 30 | 600 | 600 | 200 | 200 | 2 | Yes | -40 | 85 | 78 | 35 | 59 | USCC2I | MERSEN | FUSE HOLDER, Class CC, 2-POLE, MAX 600 V AC / 600 V DC, MAX 30 A, W/Indicator | CSA | UL | See datasheets Page 1-2
Class CC | DIN Rail | 30 | 600 | 600 | 200 | 200 | 3 | Yes | -40 | 85 | 78 | 52.5 | 59 | USCC3I | MERSEN | FUSE HOLDER, Class CC, 3-POLE, MAX 600 V AC / 600 V DC, MAX 30 A, W/Indicator | CSA | UL | See datasheets Page 1-2
Class CC | DIN Rail | 30 | 600 | 600 | 200 | 200 | 4 | Yes | -40 | 85 | 78 | 70 | 59 | USCC4I | MERSEN | FUSE HOLDER, Class CC, 4-POLE, MAX 600 V AC / 600 V DC, MAX 30 A, W/Indicator | CSA | UL | See datasheets Page 1-2
Class CC | DIN Rail | 30 | 600 | 600 | 200 | 200 | 3+N | Yes | -40 | 85 | 78 | 70 | 59 | USCC3IN | MERSEN | FUSE HOLDER, Class CC, 3+N-POLE, MAX 600 V AC / 600 V DC, MAX 30 A, W/Indicator | CSA | UL | See datasheets Page 1-2
Class CC | DIN Rail | 30 | 120 | - | 200 | 200 | 1 | Yes | -40 | 85 | 78 | 17.5 | 59 | USCC1I-AC120 | MERSEN | FUSE HOLDER, Class CC, 1-POLE, MAX 120 V AC, MAX 30 A, W/Indicator | CSA | UL | See datasheets Page 1-2
Class CC | DIN Rail | 30 | 300 | - | 200 | 200 | 1 | Yes | -40 | 85 | 78 | 17.5 | 59 | USCC1I-AC300 | MERSEN | FUSE HOLDER, Class CC, 1-POLE, MAX 300 V AC, MAX 30 A, W/Indicator | CSA | UL | See datasheets Page 1-2
Class CC | DIN Rail | 30 | - | 24 | 200 | 200 | 1 | Yes | -40 | 85 | 78 | 17.5 | 59 | USCC1I-DC24 | MERSEN | FUSE HOLDER, Class CC, 1-POLE, MAX 24 V DC, MAX 30 A, W/Indicator | CSA | UL | See datasheets Page 1-2
Photovoltaic Midget | DIN Rail | 32 | - | 1000 | 200 | 100 | 1 | No | -40 | 85 | 78 | 17.5 | 59 | USM1HEL | MERSEN | FUSE HOLDER, Class CC, 1-POLE, MAX 1000 V DC, MAX 32 A | CSA | UL | See datasheets Page 1-2
Photovoltaic Midget | DIN Rail | 32 | - | 1000 | 200 | 100 | 1 | Yes | -40 | 85 | 78 | 17.5 | 59 | USM1IHEL | MERSEN | FUSE HOLDER, Class CC, 1-POLE, MAX 1000 V DC, MAX 32 A | CSA | UL | See datasheets Page 1-2
Class J | DIN Rail | 30 | 600 | 600 | 200 | 200 | 1 | No | -25 | 80 | 114 | 32.5 | 80 | US3J1 | MERSEN | FUSE HOLDER, Class J, 1-POLE, MAX 600 V AC / 600 V DC, MAX 30 A | CSA | UL | See datasheets Page 1-2
Class J | DIN Rail | 30 | 600 | 600 | 200 | 200 | 2 | No | -25 | 80 | 114 | 65 | 80 | US3J2 | MERSEN | FUSE HOLDER, Class J, 2-POLE, MAX 600 V AC / 600 V DC, MAX 30 A | CSA | UL | See datasheets Page 1-2
Class J | DIN Rail | 30 | 600 | 600 | 200 | 200 | 3 | No | -25 | 80 | 114 | 97.5 | 80 | US3J3 | MERSEN | FUSE HOLDER, Class J, 3-POLE, MAX 600 V AC / 600 V DC, MAX 30 A | CSA | UL | See datasheets Page 1-2
Class J | DIN Rail | 30 | 600 | 600 | 200 | 200 | 1 | Yes | -25 | 80 | 114 | 32.5 | 80 | US3J1I | MERSEN | FUSE HOLDER, Class J, 1-POLE, MAX 600 V AC / 600 V DC, MAX 30 A, W/Indicator | CSA | UL | See datasheets Page 1-2
Class J | DIN Rail | 30 | 600 | 600 | 200 | 200 | 2 | Yes | -25 | 80 | 114 | 65 | 80 | US3J2I | MERSEN | FUSE HOLDER, Class J, 2-POLE, MAX 600 V AC / 600 V DC, MAX 30 A, W/Indicator | CSA | UL | See datasheets Page 1-2
Class J | DIN Rail | 30 | 600 | 600 | 200 | 200 | 3 | Yes | -25 | 80 | 114 | 97.5 | 80 | US3J3I | MERSEN | FUSE HOLDER, Class J, 3-POLE, MAX 600 V AC / 600 V DC, MAX 30 A, W/Indicator | CSA | UL | See datasheets Page 1-2
Class J | DIN Rail | 60 | 600 | 600 | 200 | 200 | 1 | No | -25 | 80 | 122 | 40 | 89 | US6J1 | MERSEN | FUSE HOLDER, Class J, 1-POLE, MAX 600 V AC / 600 V DC, MAX 60 A | CSA | UL | See datasheets Page 1-2
Class J | DIN Rail | 60 | 600 | 600 | 200 | 200 | 2 | No | -25 | 80 | 122 | 80 | 89 | US6J2 | MERSEN | FUSE HOLDER, Class J, 2-POLE, MAX 600 V AC / 600 V DC, MAX 60 A | CSA | UL | See datasheets Page 1-2
Class J | DIN Rail | 60 | 600 | 600 | 200 | 200 | 3 | No | -25 | 80 | 122 | 120 | 89 | US6J3 | MERSEN | FUSE HOLDER, Class J, 3-POLE, MAX 600 V AC / 600 V DC, MAX 60 A | CSA | UL | See datasheets Page 1-2
Class J | DIN Rail | 60 | 600 | 600 | 200 | 200 | 1 | Yes | -25 | 80 | 122 | 40 | 89 | US6J1I | MERSEN | FUSE HOLDER, Class J, 1-POLE, MAX 600 V AC / 600 V DC, MAX 60 A, W/Indicator | CSA | UL | See datasheets Page 1-2
Class J | DIN Rail | 60 | 600 | 600 | 200 | 200 | 2 | Yes | -25 | 80 | 122 | 80 | 89 | US6J2I | MERSEN | FUSE HOLDER, Class J, 2-POLE, MAX 600 V AC / 600 V DC, MAX 60 A, W/Indicator | CSA | UL | See datasheets Page 1-2
Class J | DIN Rail | 60 | 600 | 600 | 200 | 200 | 3 | Yes | -25 | 80 | 122 | 120 | 89 | US6J3I | MERSEN | FUSE HOLDER, Class J, 3-POLE, MAX 600 V AC / 600 V DC, MAX 60 A, W/Indicator | CSA | UL | See datasheets Page 1-2

## Breaker-C
Manufacturer
WEIDMULLER
Pole
1P 2P 3P
Rated Voltage
120/240 V AC 60 V DC 125 V DC
Current
0.5 1 1.2 1.5 1.6 2 3 4 5 6 7 8 10 12 13 15 16 20 25 30 32 35 40 50 60 63
Interupting Capacity
10,000 A
Operation Temperature Minimum
-35 °C -40 °C
Operation Temperature Maximum
65 °C 70 °C
Mounting
DIN Rail
Certificate
CSA UL
Area Classification
General Purpose Hazardous Location

## Breaker-D
Rating | Mounting | Current A | Rated Voltage V AC | Rated Voltage V DC | Pole | Interrupting Capacity A | OPERATION TEMP. MINIMUM °C | OPERATION TEMP. MAXIMUM °C | Height mm | Width mm | Depth mm | Part No. | Manufacturer | Description | Certificates | Certificates | Area Classification | Link | Key words: - Breaker - Circuit Breaker - Circuit Protection
Branch | DIN Rail | 0.5 | 120/240 | - | 1P | 10000 | -40 | 65 | 92.8 | 13 | 74 | 9926251000 | WEIDMULLER | CIRCUIT BREAKER 0.5A, 1P, 120/240 V AC | CSA | UL Listed | General Purpose | See datasheet Page 3
Branch | DIN Rail | 1 | 120/240 | - | 1P | 10000 | -40 | 65 | 92.8 | 13 | 74 | 9926251001 | WEIDMULLER | CIRCUIT BREAKER 1A, 1P, 120/240 V AC | CSA | UL Listed | General Purpose | See datasheet Page 3
Branch | DIN Rail | 2 | 120/240 | - | 1P | 10000 | -40 | 65 | 92.8 | 13 | 74 | 9926251002 | WEIDMULLER | CIRCUIT BREAKER 2A, 1P, 120/240 V AC | CSA | UL Listed | General Purpose | See datasheet Page 3
Branch | DIN Rail | 3 | 120/240 | - | 1P | 10000 | -40 | 65 | 92.8 | 13 | 74 | 9926251003 | WEIDMULLER | CIRCUIT BREAKER 3A, 1P, 120/240 V AC | CSA | UL Listed | General Purpose | See datasheet Page 3
Branch | DIN Rail | 4 | 120/240 | - | 1P | 10000 | -40 | 65 | 92.8 | 13 | 74 | 9926251004 | WEIDMULLER | CIRCUIT BREAKER 4A, 1P, 120/240 V AC | CSA | UL Listed | General Purpose | See datasheet Page 3
Branch | DIN Rail | 5 | 120/240 | - | 1P | 10000 | -40 | 65 | 92.8 | 13 | 74 | 9926251005 | WEIDMULLER | CIRCUIT BREAKER 5A, 1P, 120/240 V AC | CSA | UL Listed | General Purpose | See datasheet Page 3
Branch | DIN Rail | 6 | 120/240 | - | 1P | 10000 | -40 | 65 | 92.8 | 13 | 74 | 9926251006 | WEIDMULLER | CIRCUIT BREAKER 6A, 1P, 120/240 V AC | CSA | UL Listed | General Purpose | See datasheet Page 3
Branch | DIN Rail | 7 | 120/240 | - | 1P | 10000 | -40 | 65 | 92.8 | 13 | 74 | 9926251007 | WEIDMULLER | CIRCUIT BREAKER 7A, 1P, 120/240 V AC | CSA | UL Listed | General Purpose | See datasheet Page 3
Branch | DIN Rail | 8 | 120/240 | - | 1P | 10000 | -40 | 65 | 92.8 | 13 | 74 | 9926251008 | WEIDMULLER | CIRCUIT BREAKER 8A, 1P, 120/240 V AC | CSA | UL Listed | General Purpose | See datasheet Page 3
Branch | DIN Rail | 10 | 120/240 | - | 1P | 10000 | -40 | 65 | 92.8 | 13 | 74 | 9926251010 | WEIDMULLER | CIRCUIT BREAKER 10A, 1P, 120/240 V AC | CSA | UL Listed | General Purpose | See datasheet Page 3
Branch | DIN Rail | 13 | 120/240 | - | 1P | 10000 | -40 | 65 | 92.8 | 13 | 74 | 9926251013 | WEIDMULLER | CIRCUIT BREAKER 13A, 1P, 120/240 V AC | CSA | UL Listed | General Purpose | See datasheet Page 3
Branch | DIN Rail | 15 | 120/240 | - | 1P | 10000 | -40 | 65 | 92.8 | 13 | 74 | 9926251015 | WEIDMULLER | CIRCUIT BREAKER 15A, 1P, 120/240 V AC | CSA | UL Listed | General Purpose | See datasheet Page 3
Branch | DIN Rail | 16 | 120/240 |  | 1P | 10000 | -40 | 65 | 92.8 | 13 | 74 | 9926251016 | WEIDMULLER | CIRCUIT BREAKER 16A, 1P, 120/240 V AC | CSA | UL Listed | General Purpose | See datasheet Page 3
Branch | DIN Rail | 20 | 120/240 | - | 1P | 10000 | -40 | 65 | 92.8 | 13 | 74 | 9926251020 | WEIDMULLER | CIRCUIT BREAKER 20A, 1P, 120/240 V AC | CSA | UL Listed | General Purpose | See datasheet Page 3
Branch | DIN Rail | 25 | 120/240 | - | 1P | 10000 | -40 | 65 | 92.8 | 13 | 74 | 9926251025 | WEIDMULLER | CIRCUIT BREAKER 25A, 1P, 120/240 V AC | CSA | UL Listed | General Purpose | See datasheet Page 3
Branch | DIN Rail | 0.5 | 120/240 | - | 2P | 10000 | -40 | 65 | 92.8 | 26 | 74 | 9926252000 | WEIDMULLER | CIRCUIT BREAKER 0.5A, 2P, 120/240 V AC | CSA | UL Listed | General Purpose | See datasheet Page 3
Branch | DIN Rail | 1 | 120/240 | - | 2P | 10000 | -40 | 65 | 92.8 | 26 | 74 | 9926252001 | WEIDMULLER | CIRCUIT BREAKER 1A, 2P, 120/240 V AC | CSA | UL Listed | General Purpose | See datasheet Page 3
Branch | DIN Rail | 2 | 120/240 | - | 2P | 10000 | -40 | 65 | 92.8 | 26 | 74 | 9926252002 | WEIDMULLER | CIRCUIT BREAKER 2A, 2P, 120/240 V AC | CSA | UL Listed | General Purpose | See datasheet Page 3
Branch | DIN Rail | 3 | 120/240 | - | 2P | 10000 | -40 | 65 | 92.8 | 26 | 74 | 9926252003 | WEIDMULLER | CIRCUIT BREAKER 3A, 2P, 120/240 V AC | CSA | UL Listed | General Purpose | See datasheet Page 3
Branch | DIN Rail | 4 | 120/240 | - | 2P | 10000 | -40 | 65 | 92.8 | 26 | 74 | 9926252004 | WEIDMULLER | CIRCUIT BREAKER 4A, 2P, 120/240 V AC | CSA | UL Listed | General Purpose | See datasheet Page 3
Branch | DIN Rail | 5 | 120/240 | - | 2P | 10000 | -40 | 65 | 92.8 | 26 | 74 | 9926252005 | WEIDMULLER | CIRCUIT BREAKER 5A, 2P, 120/240 V AC | CSA | UL Listed | General Purpose | See datasheet Page 3
Branch | DIN Rail | 6 | 120/240 | - | 2P | 10000 | -40 | 65 | 92.8 | 26 | 74 | 9926252006 | WEIDMULLER | CIRCUIT BREAKER 6A, 2P, 120/240 V AC | CSA | UL Listed | General Purpose | See datasheet Page 3
Branch | DIN Rail | 7 | 120/240 | - | 2P | 10000 | -40 | 65 | 92.8 | 26 | 74 | 9926252007 | WEIDMULLER | CIRCUIT BREAKER 7A, 2P, 120/240 V AC | CSA | UL Listed | General Purpose | See datasheet Page 3
Branch | DIN Rail | 8 | 120/240 | - | 2P | 10000 | -40 | 65 | 92.8 | 26 | 74 | 9926252008 | WEIDMULLER | CIRCUIT BREAKER 8A, 2P, 120/240 V AC | CSA | UL Listed | General Purpose | See datasheet Page 3
Branch | DIN Rail | 10 | 120/240 | - | 2P | 10000 | -40 | 65 | 92.8 | 26 | 74 | 9926252010 | WEIDMULLER | CIRCUIT BREAKER 10A, 2P, 120/240 V AC | CSA | UL Listed | General Purpose | See datasheet Page 3
Branch | DIN Rail | 13 | 120/240 | - | 2P | 10000 | -40 | 65 | 92.8 | 26 | 74 | 9926252013 | WEIDMULLER | CIRCUIT BREAKER 13A, 2P, 120/240 V AC | CSA | UL Listed | General Purpose | See datasheet Page 3
Branch | DIN Rail | 15 | 120/240 | - | 2P | 10000 | -40 | 65 | 92.8 | 26 | 74 | 9926252015 | WEIDMULLER | CIRCUIT BREAKER 15A, 2P, 120/240 V AC | CSA | UL Listed | General Purpose | See datasheet Page 3
Branch | DIN Rail | 16 | 120/240 |  | 2P | 10000 | -40 | 65 | 92.8 | 26 | 74 | 9926252016 | WEIDMULLER | CIRCUIT BREAKER 16A, 2P, 120/240 V AC | CSA | UL Listed | General Purpose | See datasheet Page 3
Branch | DIN Rail | 20 | 120/240 | - | 2P | 10000 | -40 | 65 | 92.8 | 26 | 74 | 9926252020 | WEIDMULLER | CIRCUIT BREAKER 20A, 2P, 120/240 V AC | CSA | UL Listed | General Purpose | See datasheet Page 3
Branch | DIN Rail | 25 | 120/240 | - | 2P | 10000 | -40 | 65 | 92.8 | 26 | 74 | 9926252025 | WEIDMULLER | CIRCUIT BREAKER 25A, 2P, 120/240 V AC | CSA | UL Listed | General Purpose | See datasheet Page 3
Branch | DIN Rail | 1 | 120/277 | 60 | 1P | 10000 | -35 | 70 | 116 | 17.6 | 65.7 | BR1B1UC | WEIDMULLER | CIRCUIT BREAKER 1A, 1P, 240 V AC / 60 V DC | CSA | UL | General Purpose | See datasheet Page 8
Branch | DIN Rail | 1.2 | 120/277 | 60 | 1P | 10000 | -35 | 70 | 116 | 17.6 | 65.7 | BR1B1.2UC | WEIDMULLER | CIRCUIT BREAKER 1.2A, 1P, 240 V AC / 60 V DC | CSA | UL | General Purpose | See datasheet Page 8
Branch | DIN Rail | 1.5 | 120/277 | 60 | 1P | 10000 | -35 | 70 | 116 | 17.6 | 65.7 | BR1B1.5UC | WEIDMULLER | CIRCUIT BREAKER 1.5A, 1P, 240 V AC / 60 V DC | CSA | UL | General Purpose | See datasheet Page 8
Branch | DIN Rail | 1.6 | 120/277 | 60 | 1P | 10000 | -35 | 70 | 116 | 17.6 | 65.7 | BR1B1.6UC | WEIDMULLER | CIRCUIT BREAKER 1.6A, 1P, 240 V AC / 60 V DC | CSA | UL | General Purpose | See datasheet Page 8
Branch | DIN Rail | 2 | 120/277 | 60 | 1P | 10000 | -35 | 70 | 116 | 17.6 | 65.7 | BR1B2UC | WEIDMULLER | CIRCUIT BREAKER 2A, 1P, 240 V AC / 60 V DC | CSA | UL | General Purpose | See datasheet Page 8
Branch | DIN Rail | 3 | 120/277 | 60 | 1P | 10000 | -35 | 70 | 116 | 17.6 | 65.7 | BR1B3UC | WEIDMULLER | CIRCUIT BREAKER 3A, 1P, 240 V AC / 60 V DC | CSA | UL | General Purpose | See datasheet Page 8
Branch | DIN Rail | 4 | 120/277 | 60 | 1P | 10000 | -35 | 70 | 116 | 17.6 | 65.7 | BR1B4UC | WEIDMULLER | CIRCUIT BREAKER 4A, 1P, 240 V AC / 60 V DC | CSA | UL | General Purpose | See datasheet Page 8
Branch | DIN Rail | 5 | 120/277 | 60 | 1P | 10000 | -35 | 70 | 116 | 17.6 | 65.7 | BR1B5UC | WEIDMULLER | CIRCUIT BREAKER 5A, 1P, 240 V AC / 60 V DC | CSA | UL | General Purpose | See datasheet Page 8
Branch | DIN Rail | 6 | 120/277 | 60 | 1P | 10000 | -35 | 70 | 116 | 17.6 | 65.7 | BR1B6UC | WEIDMULLER | CIRCUIT BREAKER 6A, 1P, 240 V AC / 60 V DC | CSA | UL | General Purpose | See datasheet Page 8
Branch | DIN Rail | 7 | 120/277 | 60 | 1P | 10000 | -35 | 70 | 116 | 17.6 | 65.7 | BR1B7UC | WEIDMULLER | CIRCUIT BREAKER 7A, 1P, 240 V AC / 60 V DC | CSA | UL | General Purpose | See datasheet Page 8
Branch | DIN Rail | 8 | 120/277 | 60 | 1P | 10000 | -35 | 70 | 116 | 17.6 | 65.7 | BR1B8UC | WEIDMULLER | CIRCUIT BREAKER 8A, 1P, 240 V AC / 60 V DC | CSA | UL | General Purpose | See datasheet Page 8
Branch | DIN Rail | 10 | 120/277 | 60 | 1P | 10000 | -35 | 70 | 116 | 17.6 | 65.7 | BR1B10UC | WEIDMULLER | CIRCUIT BREAKER 10A, 1P, 240 V AC / 60 V DC | CSA | UL | General Purpose | See datasheet Page 8
Branch | DIN Rail | 12 | 120/277 | 60 | 1P | 10000 | -35 | 70 | 116 | 17.6 | 65.7 | BR1B12UC | WEIDMULLER | CIRCUIT BREAKER 12A, 1P, 240 V AC / 60 V DC | CSA | UL | General Purpose | See datasheet Page 8
Branch | DIN Rail | 13 | 120/277 | 60 | 1P | 10000 | -35 | 70 | 116 | 17.6 | 65.7 | BR1B13UC | WEIDMULLER | CIRCUIT BREAKER 13A, 1P, 240 V AC / 60 V DC | CSA | UL | General Purpose | See datasheet Page 8
Branch | DIN Rail | 15 | 120/277 | 60 | 1P | 10000 | -35 | 70 | 116 | 17.6 | 65.7 | BR1B15UC | WEIDMULLER | CIRCUIT BREAKER 15A, 1P, 240 V AC / 60 V DC | CSA | UL | General Purpose | See datasheet Page 8
Branch | DIN Rail | 16 | 120/277 | 60 | 1P | 10000 | -35 | 70 | 116 | 17.6 | 65.7 | BR1B16UC | WEIDMULLER | CIRCUIT BREAKER 16A, 1P, 240 V AC / 60 V DC | CSA | UL | General Purpose | See datasheet Page 8
Branch | DIN Rail | 20 | 120/277 | 60 | 1P | 10000 | -35 | 70 | 116 | 17.6 | 65.7 | BR1B20UC | WEIDMULLER | CIRCUIT BREAKER 20A, 1P, 240 V AC / 60 V DC | CSA | UL | General Purpose | See datasheet Page 8
Branch | DIN Rail | 25 | 120/277 | 60 | 1P | 10000 | -35 | 70 | 116 | 17.6 | 65.7 | BR1B25UC | WEIDMULLER | CIRCUIT BREAKER 25A, 1P, 240 V AC / 60 V DC | CSA | UL | General Purpose | See datasheet Page 8
Branch | DIN Rail | 30 | 120/277 | 60 | 1P | 10000 | -35 | 70 | 116 | 17.6 | 65.7 | BR1B30UC | WEIDMULLER | CIRCUIT BREAKER 30A, 1P, 240 V AC / 60 V DC | CSA | UL | General Purpose | See datasheet Page 8
Branch | DIN Rail | 32 | 120/277 | 60 | 1P | 10000 | -35 | 70 | 116 | 17.6 | 65.7 | BR1B32UC | WEIDMULLER | CIRCUIT BREAKER 32A, 1P, 240 V AC / 60 V DC | CSA | UL | General Purpose | See datasheet Page 8
Branch | DIN Rail | 35 | 120 | 60 | 1P | 10000 | -35 | 70 | 116 | 17.6 | 65.7 | BR1B35UC | WEIDMULLER | CIRCUIT BREAKER 35A, 1P, 240 V AC / 60 V DC | CSA | UL | General Purpose | See datasheet Page 8
Branch | DIN Rail | 40 | 120 | 60 | 1P | 10000 | -35 | 70 | 116 | 17.6 | 65.7 | BR1B40UC | WEIDMULLER | CIRCUIT BREAKER 40A, 1P, 240 V AC / 60 V DC | CSA | UL | General Purpose | See datasheet Page 8
Branch | DIN Rail | 50 | 120 | 60 | 1P | 10000 | -35 | 70 | 116 | 17.6 | 65.7 | BR1B50UC | WEIDMULLER | CIRCUIT BREAKER 50A, 1P, 240 V AC / 60 V DC | CSA | UL | General Purpose | See datasheet Page 8
Branch | DIN Rail | 60 | 120 | 60 | 1P | 10000 | -35 | 70 | 116 | 17.6 | 65.7 | BR1B60UC | WEIDMULLER | CIRCUIT BREAKER 60A, 1P, 240 V AC / 60 V DC | CSA | UL | General Purpose | See datasheet Page 8
Branch | DIN Rail | 63 | 120 | 60 | 1P | 10000 | -35 | 70 | 116 | 17.6 | 65.7 | BR1B63UC | WEIDMULLER | CIRCUIT BREAKER 63A, 1P, 240 V AC / 60 V DC | CSA | UL | General Purpose | See datasheet Page 8
Branch | DIN Rail | 1 | 240/480Y/277 | 125 | 2P | 10000 | -35 | 70 | 116 | 35.3 | 65.7 | BR2B1UC | WEIDMULLER | CIRCUIT BREAKER 1A, 2P, 240 V AC / 60 V DC | CSA | UL | General Purpose | See datasheet Page 8
Branch | DIN Rail | 1.2 | 240/480Y/277 | 125 | 2P | 10000 | -35 | 70 | 116 | 35.3 | 65.7 | BR2B1.2UC | WEIDMULLER | CIRCUIT BREAKER 1.2A, 2P, 240 V AC / 60 V DC | CSA | UL | General Purpose | See datasheet Page 8
Branch | DIN Rail | 1.5 | 240/480Y/277 | 125 | 2P | 10000 | -35 | 70 | 116 | 35.3 | 65.7 | BR2B1.5UC | WEIDMULLER | CIRCUIT BREAKER 1.5A, 2P, 240 V AC / 60 V DC | CSA | UL | General Purpose | See datasheet Page 8
Branch | DIN Rail | 1.6 | 240/480Y/277 | 125 | 2P | 10000 | -35 | 70 | 116 | 35.3 | 65.7 | BR2B1.6UC | WEIDMULLER | CIRCUIT BREAKER 1.6A, 2P, 240 V AC / 60 V DC | CSA | UL | General Purpose | See datasheet Page 8
Branch | DIN Rail | 2 | 240/480Y/277 | 125 | 2P | 10000 | -35 | 70 | 116 | 35.3 | 65.7 | BR2B2UC | WEIDMULLER | CIRCUIT BREAKER 2A, 2P, 240 V AC / 60 V DC | CSA | UL | General Purpose | See datasheet Page 8
Branch | DIN Rail | 3 | 240/480Y/277 | 125 | 2P | 10000 | -35 | 70 | 116 | 35.3 | 65.7 | BR2B3UC | WEIDMULLER | CIRCUIT BREAKER 3A, 2P, 240 V AC / 60 V DC | CSA | UL | General Purpose | See datasheet Page 8
Branch | DIN Rail | 4 | 240/480Y/277 | 125 | 2P | 10000 | -35 | 70 | 116 | 35.3 | 65.7 | BR2B4UC | WEIDMULLER | CIRCUIT BREAKER 4A, 2P, 240 V AC / 60 V DC | CSA | UL | General Purpose | See datasheet Page 8
Branch | DIN Rail | 5 | 240/480Y/277 | 125 | 2P | 10000 | -35 | 70 | 116 | 35.3 | 65.7 | BR2B5UC | WEIDMULLER | CIRCUIT BREAKER 5A, 2P, 240 V AC / 60 V DC | CSA | UL | General Purpose | See datasheet Page 8
Branch | DIN Rail | 6 | 240/480Y/277 | 125 | 2P | 10000 | -35 | 70 | 116 | 35.3 | 65.7 | BR2B6UC | WEIDMULLER | CIRCUIT BREAKER 6A, 2P, 240 V AC / 60 V DC | CSA | UL | General Purpose | See datasheet Page 8
Branch | DIN Rail | 7 | 240/480Y/277 | 125 | 2P | 10000 | -35 | 70 | 116 | 35.3 | 65.7 | BR2B7UC | WEIDMULLER | CIRCUIT BREAKER 7A, 2P, 240 V AC / 60 V DC | CSA | UL | General Purpose | See datasheet Page 8
Branch | DIN Rail | 8 | 240/480Y/277 | 125 | 2P | 10000 | -35 | 70 | 116 | 35.3 | 65.7 | BR2B8UC | WEIDMULLER | CIRCUIT BREAKER 8A, 2P, 240 V AC / 60 V DC | CSA | UL | General Purpose | See datasheet Page 8
Branch | DIN Rail | 10 | 240/480Y/277 | 125 | 2P | 10000 | -35 | 70 | 116 | 35.3 | 65.7 | BR2B10UC | WEIDMULLER | CIRCUIT BREAKER 10A, 2P, 240 V AC / 60 V DC | CSA | UL | General Purpose | See datasheet Page 8
Branch | DIN Rail | 12 | 240/480Y/277 | 125 | 2P | 10000 | -35 | 70 | 116 | 35.3 | 65.7 | BR2B12UC | WEIDMULLER | CIRCUIT BREAKER 12A, 2P, 240 V AC / 60 V DC | CSA | UL | General Purpose | See datasheet Page 8
Branch | DIN Rail | 13 | 240/480Y/277 | 125 | 2P | 10000 | -35 | 70 | 116 | 35.3 | 65.7 | BR2B13UC | WEIDMULLER | CIRCUIT BREAKER 13A, 2P, 240 V AC / 60 V DC | CSA | UL | General Purpose | See datasheet Page 8
Branch | DIN Rail | 15 | 240/480Y/277 | 125 | 2P | 10000 | -35 | 70 | 116 | 35.3 | 65.7 | BR2B15UC | WEIDMULLER | CIRCUIT BREAKER 15A, 2P, 240 V AC / 60 V DC | CSA | UL | General Purpose | See datasheet Page 8
Branch | DIN Rail | 16 | 240/480Y/277 | 125 | 2P | 10000 | -35 | 70 | 116 | 35.3 | 65.7 | BR2B16UC | WEIDMULLER | CIRCUIT BREAKER 16A, 2P, 240 V AC / 60 V DC | CSA | UL | General Purpose | See datasheet Page 8
Branch | DIN Rail | 20 | 240/480Y/277 | 125 | 2P | 10000 | -35 | 70 | 116 | 35.3 | 65.7 | BR2B20UC | WEIDMULLER | CIRCUIT BREAKER 20A, 2P, 240 V AC / 60 V DC | CSA | UL | General Purpose | See datasheet Page 8
Branch | DIN Rail | 25 | 240/480Y/277 | 125 | 2P | 10000 | -35 | 70 | 116 | 35.3 | 65.7 | BR2B25UC | WEIDMULLER | CIRCUIT BREAKER 25A, 2P, 240 V AC / 60 V DC | CSA | UL | General Purpose | See datasheet Page 8
Branch | DIN Rail | 30 | 240/480Y/277 | 125 | 2P | 10000 | -35 | 70 | 116 | 35.3 | 65.7 | BR2B30UC | WEIDMULLER | CIRCUIT BREAKER 30A, 2P, 240 V AC / 60 V DC | CSA | UL | General Purpose | See datasheet Page 8
Branch | DIN Rail | 32 | 240/480Y/277 | 125 | 2P | 10000 | -35 | 70 | 116 | 35.3 | 65.7 | BR2B32UC | WEIDMULLER | CIRCUIT BREAKER 32A, 2P, 240 V AC / 60 V DC | CSA | UL | General Purpose | See datasheet Page 8
Branch | DIN Rail | 35 | 240 | 125 | 2P | 10000 | -35 | 70 | 116 | 35.3 | 65.7 | BR2B35UC | WEIDMULLER | CIRCUIT BREAKER 35A, 2P, 240 V AC / 60 V DC | CSA | UL | General Purpose | See datasheet Page 8
Branch | DIN Rail | 40 | 240 | 125 | 2P | 10000 | -35 | 70 | 116 | 35.3 | 65.7 | BR2B40UC | WEIDMULLER | CIRCUIT BREAKER 40A, 2P, 240 V AC / 60 V DC | CSA | UL | General Purpose | See datasheet Page 8
Branch | DIN Rail | 50 | 240 | 125 | 2P | 10000 | -35 | 70 | 116 | 35.3 | 65.7 | BR2B50UC | WEIDMULLER | CIRCUIT BREAKER 50A, 2P, 240 V AC / 60 V DC | CSA | UL | General Purpose | See datasheet Page 8
Branch | DIN Rail | 60 | 240 | 125 | 2P | 10000 | -35 | 70 | 116 | 35.3 | 65.7 | BR2B60UC | WEIDMULLER | CIRCUIT BREAKER 60A, 2P, 240 V AC / 60 V DC | CSA | UL | General Purpose | See datasheet Page 8
Branch | DIN Rail | 63 | 240 | 125 | 2P | 10000 | -35 | 70 | 116 | 35.3 | 65.7 | BR2B63UC | WEIDMULLER | CIRCUIT BREAKER 63A, 2P, 240 V AC / 60 V DC | CSA | UL | General Purpose | See datasheet Page 8
Branch | DIN Rail | 1 | 240/480Y/277 | 125 | 3P | 10000 | -35 | 70 | 116 | 52.9 | 65.7 | BR3B1UC | WEIDMULLER | CIRCUIT BREAKER 1A, 3P, 240 V AC / 60 V DC | CSA | UL | General Purpose | See datasheet Page 8
Branch | DIN Rail | 1.2 | 240/480Y/277 | 125 | 3P | 10000 | -35 | 70 | 116 | 52.9 | 65.7 | BR3B1.2UC | WEIDMULLER | CIRCUIT BREAKER 1.2A, 3P, 240 V AC / 60 V DC | CSA | UL | General Purpose | See datasheet Page 8
Branch | DIN Rail | 1.5 | 240/480Y/277 | 125 | 3P | 10000 | -35 | 70 | 116 | 52.9 | 65.7 | BR3B1.5UC | WEIDMULLER | CIRCUIT BREAKER 1.5A, 3P, 240 V AC / 60 V DC | CSA | UL | General Purpose | See datasheet Page 8
Branch | DIN Rail | 1.6 | 240/480Y/277 | 125 | 3P | 10000 | -35 | 70 | 116 | 52.9 | 65.7 | BR3B1.6UC | WEIDMULLER | CIRCUIT BREAKER 1.6A, 3P, 240 V AC / 60 V DC | CSA | UL | General Purpose | See datasheet Page 8
Branch | DIN Rail | 2 | 240/480Y/277 | 125 | 3P | 10000 | -35 | 70 | 116 | 52.9 | 65.7 | BR3B2UC | WEIDMULLER | CIRCUIT BREAKER 2A, 3P, 240 V AC / 60 V DC | CSA | UL | General Purpose | See datasheet Page 8
Branch | DIN Rail | 3 | 240/480Y/277 | 125 | 3P | 10000 | -35 | 70 | 116 | 52.9 | 65.7 | BR3B3UC | WEIDMULLER | CIRCUIT BREAKER 3A, 3P, 240 V AC / 60 V DC | CSA | UL | General Purpose | See datasheet Page 8
Branch | DIN Rail | 4 | 240/480Y/277 | 125 | 3P | 10000 | -35 | 70 | 116 | 52.9 | 65.7 | BR3B4UC | WEIDMULLER | CIRCUIT BREAKER 4A, 3P, 240 V AC / 60 V DC | CSA | UL | General Purpose | See datasheet Page 8
Branch | DIN Rail | 5 | 240/480Y/277 | 125 | 3P | 10000 | -35 | 70 | 116 | 52.9 | 65.7 | BR3B5UC | WEIDMULLER | CIRCUIT BREAKER 5A, 3P, 240 V AC / 60 V DC | CSA | UL | General Purpose | See datasheet Page 8
Branch | DIN Rail | 6 | 240/480Y/277 | 125 | 3P | 10000 | -35 | 70 | 116 | 52.9 | 65.7 | BR3B6UC | WEIDMULLER | CIRCUIT BREAKER 6A, 3P, 240 V AC / 60 V DC | CSA | UL | General Purpose | See datasheet Page 8
Branch | DIN Rail | 7 | 240/480Y/277 | 125 | 3P | 10000 | -35 | 70 | 116 | 52.9 | 65.7 | BR3B7UC | WEIDMULLER | CIRCUIT BREAKER 7A, 3P, 240 V AC / 60 V DC | CSA | UL | General Purpose | See datasheet Page 8
Branch | DIN Rail | 8 | 240/480Y/277 | 125 | 3P | 10000 | -35 | 70 | 116 | 52.9 | 65.7 | BR3B8UC | WEIDMULLER | CIRCUIT BREAKER 8A, 3P, 240 V AC / 60 V DC | CSA | UL | General Purpose | See datasheet Page 8
Branch | DIN Rail | 10 | 240/480Y/277 | 125 | 3P | 10000 | -35 | 70 | 116 | 52.9 | 65.7 | BR3B10UC | WEIDMULLER | CIRCUIT BREAKER 10A, 3P, 240 V AC / 60 V DC | CSA | UL | General Purpose | See datasheet Page 8
Branch | DIN Rail | 12 | 240/480Y/277 | 125 | 3P | 10000 | -35 | 70 | 116 | 52.9 | 65.7 | BR3B12UC | WEIDMULLER | CIRCUIT BREAKER 12A, 3P, 240 V AC / 60 V DC | CSA | UL | General Purpose | See datasheet Page 8
Branch | DIN Rail | 13 | 240/480Y/277 | 125 | 3P | 10000 | -35 | 70 | 116 | 52.9 | 65.7 | BR3B13UC | WEIDMULLER | CIRCUIT BREAKER 13A, 3P, 240 V AC / 60 V DC | CSA | UL | General Purpose | See datasheet Page 8
Branch | DIN Rail | 15 | 240/480Y/277 | 125 | 3P | 10000 | -35 | 70 | 116 | 52.9 | 65.7 | BR3B15UC | WEIDMULLER | CIRCUIT BREAKER 15A, 3P, 240 V AC / 60 V DC | CSA | UL | General Purpose | See datasheet Page 8
Branch | DIN Rail | 16 | 240/480Y/277 | 125 | 3P | 10000 | -35 | 70 | 116 | 52.9 | 65.7 | BR3B16UC | WEIDMULLER | CIRCUIT BREAKER 16A, 3P, 240 V AC / 60 V DC | CSA | UL | General Purpose | See datasheet Page 8
Branch | DIN Rail | 20 | 240/480Y/277 | 125 | 3P | 10000 | -35 | 70 | 116 | 52.9 | 65.7 | BR3B20UC | WEIDMULLER | CIRCUIT BREAKER 20A, 3P, 240 V AC / 60 V DC | CSA | UL | General Purpose | See datasheet Page 8
Branch | DIN Rail | 25 | 240/480Y/277 | 125 | 3P | 10000 | -35 | 70 | 116 | 52.9 | 65.7 | BR3B25UC | WEIDMULLER | CIRCUIT BREAKER 25A, 3P, 240 V AC / 60 V DC | CSA | UL | General Purpose | See datasheet Page 8
Branch | DIN Rail | 30 | 240/480Y/277 | 125 | 3P | 10000 | -35 | 70 | 116 | 52.9 | 65.7 | BR3B30UC | WEIDMULLER | CIRCUIT BREAKER 30A, 3P, 240 V AC / 60 V DC | CSA | UL | General Purpose | See datasheet Page 8
Branch | DIN Rail | 32 | 240/480Y/277 | 125 | 3P | 10000 | -35 | 70 | 116 | 52.9 | 65.7 | BR3B32UC | WEIDMULLER | CIRCUIT BREAKER 32A, 3P, 240 V AC / 60 V DC | CSA | UL | General Purpose | See datasheet Page 8
Branch | DIN Rail | 35 | 240 | 125 | 3P | 10000 | -35 | 70 | 116 | 52.9 | 65.7 | BR3B35UC | WEIDMULLER | CIRCUIT BREAKER 35A, 3P, 240 V AC / 60 V DC | CSA | UL | General Purpose | See datasheet Page 8
Branch | DIN Rail | 40 | 240 | 125 | 3P | 10000 | -35 | 70 | 116 | 52.9 | 65.7 | BR3B40UC | WEIDMULLER | CIRCUIT BREAKER 40A, 3P, 240 V AC / 60 V DC | CSA | UL | General Purpose | See datasheet Page 8
Branch | DIN Rail | 50 | 240 | 125 | 3P | 10000 | -35 | 70 | 116 | 52.9 | 65.7 | BR3B50UC | WEIDMULLER | CIRCUIT BREAKER 50A, 3P, 240 V AC / 60 V DC | CSA | UL | General Purpose | See datasheet Page 8
Branch | DIN Rail | 60 | 240 | 125 | 3P | 10000 | -35 | 70 | 116 | 52.9 | 65.7 | BR3B60UC | WEIDMULLER | CIRCUIT BREAKER 60A, 3P, 240 V AC / 60 V DC | CSA | UL | General Purpose | See datasheet Page 8
Branch | DIN Rail | 63 | 240 | 125 | 3P | 10000 | -35 | 70 | 116 | 52.9 | 65.7 | BR3B63UC | WEIDMULLER | CIRCUIT BREAKER 63A, 3P, 240 V AC / 60 V DC | CSA | UL | General Purpose | See datasheet Page 8
Branch | DIN Rail | 1 | 120/277 | 60 | 1P | 10000 | -35 | 70 | 116 | 17.6 | 65.7 | BR1C1UC | WEIDMULLER | CIRCUIT BREAKER 1A, 1P, 240 V AC / 60 V DC | CSA | UL | General Purpose | See datasheet Page 8
Branch | DIN Rail | 1.2 | 120/277 | 60 | 1P | 10000 | -35 | 70 | 116 | 17.6 | 65.7 | BR1C1.2UC | WEIDMULLER | CIRCUIT BREAKER 1.2A, 1P, 240 V AC / 60 V DC | CSA | UL | General Purpose | See datasheet Page 8
Branch | DIN Rail | 1.5 | 120/277 | 60 | 1P | 10000 | -35 | 70 | 116 | 17.6 | 65.7 | BR1C1.5UC | WEIDMULLER | CIRCUIT BREAKER 1.5A, 1P, 240 V AC / 60 V DC | CSA | UL | General Purpose | See datasheet Page 8
Branch | DIN Rail | 1.6 | 120/277 | 60 | 1P | 10000 | -35 | 70 | 116 | 17.6 | 65.7 | BR1C1.6UC | WEIDMULLER | CIRCUIT BREAKER 1.6A, 1P, 240 V AC / 60 V DC | CSA | UL | General Purpose | See datasheet Page 8
Branch | DIN Rail | 2 | 120/277 | 60 | 1P | 10000 | -35 | 70 | 116 | 17.6 | 65.7 | BR1C2UC | WEIDMULLER | CIRCUIT BREAKER 2A, 1P, 240 V AC / 60 V DC | CSA | UL | General Purpose | See datasheet Page 8
Branch | DIN Rail | 3 | 120/277 | 60 | 1P | 10000 | -35 | 70 | 116 | 17.6 | 65.7 | BR1C3UC | WEIDMULLER | CIRCUIT BREAKER 3A, 1P, 240 V AC / 60 V DC | CSA | UL | General Purpose | See datasheet Page 8
Branch | DIN Rail | 4 | 120/277 | 60 | 1P | 10000 | -35 | 70 | 116 | 17.6 | 65.7 | BR1C4UC | WEIDMULLER | CIRCUIT BREAKER 4A, 1P, 240 V AC / 60 V DC | CSA | UL | General Purpose | See datasheet Page 8
Branch | DIN Rail | 5 | 120/277 | 60 | 1P | 10000 | -35 | 70 | 116 | 17.6 | 65.7 | BR1C5UC | WEIDMULLER | CIRCUIT BREAKER 5A, 1P, 240 V AC / 60 V DC | CSA | UL | General Purpose | See datasheet Page 8
Branch | DIN Rail | 6 | 120/277 | 60 | 1P | 10000 | -35 | 70 | 116 | 17.6 | 65.7 | BR1C6UC | WEIDMULLER | CIRCUIT BREAKER 6A, 1P, 240 V AC / 60 V DC | CSA | UL | General Purpose | See datasheet Page 8
Branch | DIN Rail | 7 | 120/277 | 60 | 1P | 10000 | -35 | 70 | 116 | 17.6 | 65.7 | BR1C7UC | WEIDMULLER | CIRCUIT BREAKER 7A, 1P, 240 V AC / 60 V DC | CSA | UL | General Purpose | See datasheet Page 8
Branch | DIN Rail | 8 | 120/277 | 60 | 1P | 10000 | -35 | 70 | 116 | 17.6 | 65.7 | BR1C8UC | WEIDMULLER | CIRCUIT BREAKER 8A, 1P, 240 V AC / 60 V DC | CSA | UL | General Purpose | See datasheet Page 8
Branch | DIN Rail | 10 | 120/277 | 60 | 1P | 10000 | -35 | 70 | 116 | 17.6 | 65.7 | BR1C10UC | WEIDMULLER | CIRCUIT BREAKER 10A, 1P, 240 V AC / 60 V DC | CSA | UL | General Purpose | See datasheet Page 8
Branch | DIN Rail | 12 | 120/277 | 60 | 1P | 10000 | -35 | 70 | 116 | 17.6 | 65.7 | BR1C12UC | WEIDMULLER | CIRCUIT BREAKER 12A, 1P, 240 V AC / 60 V DC | CSA | UL | General Purpose | See datasheet Page 8
Branch | DIN Rail | 13 | 120/277 | 60 | 1P | 10000 | -35 | 70 | 116 | 17.6 | 65.7 | BR1C13UC | WEIDMULLER | CIRCUIT BREAKER 13A, 1P, 240 V AC / 60 V DC | CSA | UL | General Purpose | See datasheet Page 8
Branch | DIN Rail | 15 | 120/277 | 60 | 1P | 10000 | -35 | 70 | 116 | 17.6 | 65.7 | BR1C15UC | WEIDMULLER | CIRCUIT BREAKER 15A, 1P, 240 V AC / 60 V DC | CSA | UL | General Purpose | See datasheet Page 8
Branch | DIN Rail | 16 | 120/277 | 60 | 1P | 10000 | -35 | 70 | 116 | 17.6 | 65.7 | BR1C16UC | WEIDMULLER | CIRCUIT BREAKER 16A, 1P, 240 V AC / 60 V DC | CSA | UL | General Purpose | See datasheet Page 8
Branch | DIN Rail | 20 | 120/277 | 60 | 1P | 10000 | -35 | 70 | 116 | 17.6 | 65.7 | BR1C20UC | WEIDMULLER | CIRCUIT BREAKER 20A, 1P, 240 V AC / 60 V DC | CSA | UL | General Purpose | See datasheet Page 8
Branch | DIN Rail | 25 | 120/277 | 60 | 1P | 10000 | -35 | 70 | 116 | 17.6 | 65.7 | BR1C25UC | WEIDMULLER | CIRCUIT BREAKER 25A, 1P, 240 V AC / 60 V DC | CSA | UL | General Purpose | See datasheet Page 8
Branch | DIN Rail | 30 | 120/277 | 60 | 1P | 10000 | -35 | 70 | 116 | 17.6 | 65.7 | BR1C30UC | WEIDMULLER | CIRCUIT BREAKER 30A, 1P, 240 V AC / 60 V DC | CSA | UL | General Purpose | See datasheet Page 8
Branch | DIN Rail | 32 | 120/277 | 60 | 1P | 10000 | -35 | 70 | 116 | 17.6 | 65.7 | BR1C32UC | WEIDMULLER | CIRCUIT BREAKER 32A, 1P, 240 V AC / 60 V DC | CSA | UL | General Purpose | See datasheet Page 8
Branch | DIN Rail | 35 | 120 | 60 | 1P | 10000 | -35 | 70 | 116 | 17.6 | 65.7 | BR1C35UC | WEIDMULLER | CIRCUIT BREAKER 35A, 1P, 240 V AC / 60 V DC | CSA | UL | General Purpose | See datasheet Page 8
Branch | DIN Rail | 40 | 120 | 60 | 1P | 10000 | -35 | 70 | 116 | 17.6 | 65.7 | BR1C40UC | WEIDMULLER | CIRCUIT BREAKER 40A, 1P, 240 V AC / 60 V DC | CSA | UL | General Purpose | See datasheet Page 8
Branch | DIN Rail | 50 | 120 | 60 | 1P | 10000 | -35 | 70 | 116 | 17.6 | 65.7 | BR1C50UC | WEIDMULLER | CIRCUIT BREAKER 50A, 1P, 240 V AC / 60 V DC | CSA | UL | General Purpose | See datasheet Page 8
Branch | DIN Rail | 60 | 120 | 60 | 1P | 10000 | -35 | 70 | 116 | 17.6 | 65.7 | BR1C60UC | WEIDMULLER | CIRCUIT BREAKER 60A, 1P, 240 V AC / 60 V DC | CSA | UL | General Purpose | See datasheet Page 8
Branch | DIN Rail | 63 | 120 | 60 | 1P | 10000 | -35 | 70 | 116 | 17.6 | 65.7 | BR1C63UC | WEIDMULLER | CIRCUIT BREAKER 63A, 1P, 240 V AC / 60 V DC | CSA | UL | General Purpose | See datasheet Page 8
Branch | DIN Rail | 1 | 240/480Y/277 | 125 | 2P | 10000 | -35 | 70 | 116 | 35.3 | 65.7 | BR2C1UC | WEIDMULLER | CIRCUIT BREAKER 1A, 2P, 240 V AC / 60 V DC | CSA | UL | General Purpose | See datasheet Page 8
Branch | DIN Rail | 1.2 | 240/480Y/277 | 125 | 2P | 10000 | -35 | 70 | 116 | 35.3 | 65.7 | BR2C1.2UC | WEIDMULLER | CIRCUIT BREAKER 1.2A, 2P, 240 V AC / 60 V DC | CSA | UL | General Purpose | See datasheet Page 8
Branch | DIN Rail | 1.5 | 240/480Y/277 | 125 | 2P | 10000 | -35 | 70 | 116 | 35.3 | 65.7 | BR2C1.5UC | WEIDMULLER | CIRCUIT BREAKER 1.5A, 2P, 240 V AC / 60 V DC | CSA | UL | General Purpose | See datasheet Page 8
Branch | DIN Rail | 1.6 | 240/480Y/277 | 125 | 2P | 10000 | -35 | 70 | 116 | 35.3 | 65.7 | BR2C1.6UC | WEIDMULLER | CIRCUIT BREAKER 1.6A, 2P, 240 V AC / 60 V DC | CSA | UL | General Purpose | See datasheet Page 8
Branch | DIN Rail | 2 | 240/480Y/277 | 125 | 2P | 10000 | -35 | 70 | 116 | 35.3 | 65.7 | BR2C2UC | WEIDMULLER | CIRCUIT BREAKER 2A, 2P, 240 V AC / 60 V DC | CSA | UL | General Purpose | See datasheet Page 8
Branch | DIN Rail | 3 | 240/480Y/277 | 125 | 2P | 10000 | -35 | 70 | 116 | 35.3 | 65.7 | BR2C3UC | WEIDMULLER | CIRCUIT BREAKER 3A, 2P, 240 V AC / 60 V DC | CSA | UL | General Purpose | See datasheet Page 8
Branch | DIN Rail | 4 | 240/480Y/277 | 125 | 2P | 10000 | -35 | 70 | 116 | 35.3 | 65.7 | BR2C4UC | WEIDMULLER | CIRCUIT BREAKER 4A, 2P, 240 V AC / 60 V DC | CSA | UL | General Purpose | See datasheet Page 8
Branch | DIN Rail | 5 | 240/480Y/277 | 125 | 2P | 10000 | -35 | 70 | 116 | 35.3 | 65.7 | BR2C5UC | WEIDMULLER | CIRCUIT BREAKER 5A, 2P, 240 V AC / 60 V DC | CSA | UL | General Purpose | See datasheet Page 8
Branch | DIN Rail | 6 | 240/480Y/277 | 125 | 2P | 10000 | -35 | 70 | 116 | 35.3 | 65.7 | BR2C6UC | WEIDMULLER | CIRCUIT BREAKER 6A, 2P, 240 V AC / 60 V DC | CSA | UL | General Purpose | See datasheet Page 8
Branch | DIN Rail | 7 | 240/480Y/277 | 125 | 2P | 10000 | -35 | 70 | 116 | 35.3 | 65.7 | BR2C7UC | WEIDMULLER | CIRCUIT BREAKER 7A, 2P, 240 V AC / 60 V DC | CSA | UL | General Purpose | See datasheet Page 8
Branch | DIN Rail | 8 | 240/480Y/277 | 125 | 2P | 10000 | -35 | 70 | 116 | 35.3 | 65.7 | BR2C8UC | WEIDMULLER | CIRCUIT BREAKER 8A, 2P, 240 V AC / 60 V DC | CSA | UL | General Purpose | See datasheet Page 8
Branch | DIN Rail | 10 | 240/480Y/277 | 125 | 2P | 10000 | -35 | 70 | 116 | 35.3 | 65.7 | BR2C10UC | WEIDMULLER | CIRCUIT BREAKER 10A, 2P, 240 V AC / 60 V DC | CSA | UL | General Purpose | See datasheet Page 8
Branch | DIN Rail | 12 | 240/480Y/277 | 125 | 2P | 10000 | -35 | 70 | 116 | 35.3 | 65.7 | BR2C12UC | WEIDMULLER | CIRCUIT BREAKER 12A, 2P, 240 V AC / 60 V DC | CSA | UL | General Purpose | See datasheet Page 8
Branch | DIN Rail | 13 | 240/480Y/277 | 125 | 2P | 10000 | -35 | 70 | 116 | 35.3 | 65.7 | BR2C13UC | WEIDMULLER | CIRCUIT BREAKER 13A, 2P, 240 V AC / 60 V DC | CSA | UL | General Purpose | See datasheet Page 8
Branch | DIN Rail | 15 | 240/480Y/277 | 125 | 2P | 10000 | -35 | 70 | 116 | 35.3 | 65.7 | BR2C15UC | WEIDMULLER | CIRCUIT BREAKER 15A, 2P, 240 V AC / 60 V DC | CSA | UL | General Purpose | See datasheet Page 8
Branch | DIN Rail | 16 | 240/480Y/277 | 125 | 2P | 10000 | -35 | 70 | 116 | 35.3 | 65.7 | BR2C16UC | WEIDMULLER | CIRCUIT BREAKER 16A, 2P, 240 V AC / 60 V DC | CSA | UL | General Purpose | See datasheet Page 8
Branch | DIN Rail | 20 | 240/480Y/277 | 125 | 2P | 10000 | -35 | 70 | 116 | 35.3 | 65.7 | BR2C20UC | WEIDMULLER | CIRCUIT BREAKER 20A, 2P, 240 V AC / 60 V DC | CSA | UL | General Purpose | See datasheet Page 8
Branch | DIN Rail | 25 | 240/480Y/277 | 125 | 2P | 10000 | -35 | 70 | 116 | 35.3 | 65.7 | BR2C25UC | WEIDMULLER | CIRCUIT BREAKER 25A, 2P, 240 V AC / 60 V DC | CSA | UL | General Purpose | See datasheet Page 8
Branch | DIN Rail | 30 | 240/480Y/277 | 125 | 2P | 10000 | -35 | 70 | 116 | 35.3 | 65.7 | BR2C30UC | WEIDMULLER | CIRCUIT BREAKER 30A, 2P, 240 V AC / 60 V DC | CSA | UL | General Purpose | See datasheet Page 8
Branch | DIN Rail | 32 | 240/480Y/277 | 125 | 2P | 10000 | -35 | 70 | 116 | 35.3 | 65.7 | BR2C32UC | WEIDMULLER | CIRCUIT BREAKER 32A, 2P, 240 V AC / 60 V DC | CSA | UL | General Purpose | See datasheet Page 8
Branch | DIN Rail | 35 | 240 | 125 | 2P | 10000 | -35 | 70 | 116 | 35.3 | 65.7 | BR2C35UC | WEIDMULLER | CIRCUIT BREAKER 35A, 2P, 240 V AC / 60 V DC | CSA | UL | General Purpose | See datasheet Page 8
Branch | DIN Rail | 40 | 240 | 125 | 2P | 10000 | -35 | 70 | 116 | 35.3 | 65.7 | BR2C40UC | WEIDMULLER | CIRCUIT BREAKER 40A, 2P, 240 V AC / 60 V DC | CSA | UL | General Purpose | See datasheet Page 8
Branch | DIN Rail | 50 | 240 | 125 | 2P | 10000 | -35 | 70 | 116 | 35.3 | 65.7 | BR2C50UC | WEIDMULLER | CIRCUIT BREAKER 50A, 2P, 240 V AC / 60 V DC | CSA | UL | General Purpose | See datasheet Page 8
Branch | DIN Rail | 60 | 240 | 125 | 2P | 10000 | -35 | 70 | 116 | 35.3 | 65.7 | BR2C60UC | WEIDMULLER | CIRCUIT BREAKER 60A, 2P, 240 V AC / 60 V DC | CSA | UL | General Purpose | See datasheet Page 8
Branch | DIN Rail | 63 | 240 | 125 | 2P | 10000 | -35 | 70 | 116 | 35.3 | 65.7 | BR2C63UC | WEIDMULLER | CIRCUIT BREAKER 63A, 2P, 240 V AC / 60 V DC | CSA | UL | General Purpose | See datasheet Page 8
Branch | DIN Rail | 1 | 240/480Y/277 | 125 | 3P | 10000 | -35 | 70 | 116 | 52.9 | 65.7 | BR3C1UC | WEIDMULLER | CIRCUIT BREAKER 1A, 3P, 240 V AC / 60 V DC | CSA | UL | General Purpose | See datasheet Page 8
Branch | DIN Rail | 1.2 | 240/480Y/277 | 125 | 3P | 10000 | -35 | 70 | 116 | 52.9 | 65.7 | BR3C1.2UC | WEIDMULLER | CIRCUIT BREAKER 1.2A, 3P, 240 V AC / 60 V DC | CSA | UL | General Purpose | See datasheet Page 8
Branch | DIN Rail | 1.5 | 240/480Y/277 | 125 | 3P | 10000 | -35 | 70 | 116 | 52.9 | 65.7 | BR3C1.5UC | WEIDMULLER | CIRCUIT BREAKER 1.5A, 3P, 240 V AC / 60 V DC | CSA | UL | General Purpose | See datasheet Page 8
Branch | DIN Rail | 1.6 | 240/480Y/277 | 125 | 3P | 10000 | -35 | 70 | 116 | 52.9 | 65.7 | BR3C1.6UC | WEIDMULLER | CIRCUIT BREAKER 1.6A, 3P, 240 V AC / 60 V DC | CSA | UL | General Purpose | See datasheet Page 8
Branch | DIN Rail | 2 | 240/480Y/277 | 125 | 3P | 10000 | -35 | 70 | 116 | 52.9 | 65.7 | BR3C2UC | WEIDMULLER | CIRCUIT BREAKER 2A, 3P, 240 V AC / 60 V DC | CSA | UL | General Purpose | See datasheet Page 8
Branch | DIN Rail | 3 | 240/480Y/277 | 125 | 3P | 10000 | -35 | 70 | 116 | 52.9 | 65.7 | BR3C3UC | WEIDMULLER | CIRCUIT BREAKER 3A, 3P, 240 V AC / 60 V DC | CSA | UL | General Purpose | See datasheet Page 8
Branch | DIN Rail | 4 | 240/480Y/277 | 125 | 3P | 10000 | -35 | 70 | 116 | 52.9 | 65.7 | BR3C4UC | WEIDMULLER | CIRCUIT BREAKER 4A, 3P, 240 V AC / 60 V DC | CSA | UL | General Purpose | See datasheet Page 8
Branch | DIN Rail | 5 | 240/480Y/277 | 125 | 3P | 10000 | -35 | 70 | 116 | 52.9 | 65.7 | BR3C5UC | WEIDMULLER | CIRCUIT BREAKER 5A, 3P, 240 V AC / 60 V DC | CSA | UL | General Purpose | See datasheet Page 8
Branch | DIN Rail | 6 | 240/480Y/277 | 125 | 3P | 10000 | -35 | 70 | 116 | 52.9 | 65.7 | BR3C6UC | WEIDMULLER | CIRCUIT BREAKER 6A, 3P, 240 V AC / 60 V DC | CSA | UL | General Purpose | See datasheet Page 8
Branch | DIN Rail | 7 | 240/480Y/277 | 125 | 3P | 10000 | -35 | 70 | 116 | 52.9 | 65.7 | BR3C7UC | WEIDMULLER | CIRCUIT BREAKER 7A, 3P, 240 V AC / 60 V DC | CSA | UL | General Purpose | See datasheet Page 8
Branch | DIN Rail | 8 | 240/480Y/277 | 125 | 3P | 10000 | -35 | 70 | 116 | 52.9 | 65.7 | BR3C8UC | WEIDMULLER | CIRCUIT BREAKER 8A, 3P, 240 V AC / 60 V DC | CSA | UL | General Purpose | See datasheet Page 8
Branch | DIN Rail | 10 | 240/480Y/277 | 125 | 3P | 10000 | -35 | 70 | 116 | 52.9 | 65.7 | BR3C10UC | WEIDMULLER | CIRCUIT BREAKER 10A, 3P, 240 V AC / 60 V DC | CSA | UL | General Purpose | See datasheet Page 8
Branch | DIN Rail | 12 | 240/480Y/277 | 125 | 3P | 10000 | -35 | 70 | 116 | 52.9 | 65.7 | BR3C12UC | WEIDMULLER | CIRCUIT BREAKER 12A, 3P, 240 V AC / 60 V DC | CSA | UL | General Purpose | See datasheet Page 8
Branch | DIN Rail | 13 | 240/480Y/277 | 125 | 3P | 10000 | -35 | 70 | 116 | 52.9 | 65.7 | BR3C13UC | WEIDMULLER | CIRCUIT BREAKER 13A, 3P, 240 V AC / 60 V DC | CSA | UL | General Purpose | See datasheet Page 8
Branch | DIN Rail | 15 | 240/480Y/277 | 125 | 3P | 10000 | -35 | 70 | 116 | 52.9 | 65.7 | BR3C15UC | WEIDMULLER | CIRCUIT BREAKER 15A, 3P, 240 V AC / 60 V DC | CSA | UL | General Purpose | See datasheet Page 8
Branch | DIN Rail | 16 | 240/480Y/277 | 125 | 3P | 10000 | -35 | 70 | 116 | 52.9 | 65.7 | BR3C16UC | WEIDMULLER | CIRCUIT BREAKER 16A, 3P, 240 V AC / 60 V DC | CSA | UL | General Purpose | See datasheet Page 8
Branch | DIN Rail | 20 | 240/480Y/277 | 125 | 3P | 10000 | -35 | 70 | 116 | 52.9 | 65.7 | BR3C20UC | WEIDMULLER | CIRCUIT BREAKER 20A, 3P, 240 V AC / 60 V DC | CSA | UL | General Purpose | See datasheet Page 8
Branch | DIN Rail | 25 | 240/480Y/277 | 125 | 3P | 10000 | -35 | 70 | 116 | 52.9 | 65.7 | BR3C25UC | WEIDMULLER | CIRCUIT BREAKER 25A, 3P, 240 V AC / 60 V DC | CSA | UL | General Purpose | See datasheet Page 8
Branch | DIN Rail | 30 | 240/480Y/277 | 125 | 3P | 10000 | -35 | 70 | 116 | 52.9 | 65.7 | BR3C30UC | WEIDMULLER | CIRCUIT BREAKER 30A, 3P, 240 V AC / 60 V DC | CSA | UL | General Purpose | See datasheet Page 8
Branch | DIN Rail | 32 | 240/480Y/277 | 125 | 3P | 10000 | -35 | 70 | 116 | 52.9 | 65.7 | BR3C32UC | WEIDMULLER | CIRCUIT BREAKER 32A, 3P, 240 V AC / 60 V DC | CSA | UL | General Purpose | See datasheet Page 8
Branch | DIN Rail | 35 | 240 | 125 | 3P | 10000 | -35 | 70 | 116 | 52.9 | 65.7 | BR3C35UC | WEIDMULLER | CIRCUIT BREAKER 35A, 3P, 240 V AC / 60 V DC | CSA | UL | General Purpose | See datasheet Page 8
Branch | DIN Rail | 40 | 240 | 125 | 3P | 10000 | -35 | 70 | 116 | 52.9 | 65.7 | BR3C40UC | WEIDMULLER | CIRCUIT BREAKER 40A, 3P, 240 V AC / 60 V DC | CSA | UL | General Purpose | See datasheet Page 8
Branch | DIN Rail | 50 | 240 | 125 | 3P | 10000 | -35 | 70 | 116 | 52.9 | 65.7 | BR3C50UC | WEIDMULLER | CIRCUIT BREAKER 50A, 3P, 240 V AC / 60 V DC | CSA | UL | General Purpose | See datasheet Page 8
Branch | DIN Rail | 60 | 240 | 125 | 3P | 10000 | -35 | 70 | 116 | 52.9 | 65.7 | BR3C60UC | WEIDMULLER | CIRCUIT BREAKER 60A, 3P, 240 V AC / 60 V DC | CSA | UL | General Purpose | See datasheet Page 8
Branch | DIN Rail | 63 | 240 | 125 | 3P | 10000 | -35 | 70 | 116 | 52.9 | 65.7 | BR3C63UC | WEIDMULLER | CIRCUIT BREAKER 63A, 3P, 240 V AC / 60 V DC | CSA | UL | General Purpose | See datasheet Page 8

## TERMINAL BLOCK -C
Manufacturer
WEIDMULLER PHOENIX CONTACT EMERSON
RATED VOLTAGE
5V 30V 125V 250V 400V 690V 800V 1000V
RATED CURRENT
6A 10A 16A 20A 30A 50A 100A 200A
WIDTH
2.5 mm 4 mm 6 mm 10 mm 16 mm 35 mm 50 mm 70 mm 120 mm
COLOUR
RED GREEN YELLOW GREEN BLUE CLEAR
TYPE
PUSH IN SCREW CONNECTION TENSION CLAMP THREAD STUD
NUMBER OF CONNECTIONS
1 2 3
Certificate
CUL CSA UL
Area Classification
General Purpose Hazardous Location
Mounting Location
DIN RAIL SCREW HOLE

## TERMINAL BLOCK -D
Mounting | Type | INDICATOR | Rated Voltage (CSA) V | Rated Current (CSA) A | Max Wire Size (CSA) AWG | Min Wire Size (CSA) AWG | OPERATION TEMP. MINIMUM °C | OPERATION TEMP. MAXIMUM °C | STORAGE TEMP. MINIMUM °C | STORAGE TEMP. MAXIMUM °C | Height mm | Width mm | Depth mm | Part No. | Manufacturer | Description | Certificates | Link | Key words: - TERMINAL BLOCK - TERMINAL - CONNECTOR - Fused Terminal Block
DIN Rail | FEED-THROUGH | No | 600 | 20 | 12 | 26 | -60 | 130 | -25 | 55 | 60 | 5.1 | 46.5 | 1020000000 | WEIDMULLER | TERMINAL BLOCK, WDU 2.5, FEED-THROUGH | CSA; UL | https://catalog.weidmueller.com/catalog/Start.do;jsessionid=3A3E9E92DCC294CA20C55E00FDE068E3?ObjectID=1020000000&page=Product
DIN Rail | FEED-THROUGH | No | 600 | 35 | 10 | 26 | -60 | 130 | -25 | 55 | 60 | 6.1 | 46.5 | 1020100000 | WEIDMULLER | TERMINAL BLOCK, WDU 4, FEED-THROUGH | CSA; UL | https://catalog.weidmueller.com/catalog/Start.do;jsessionid=EDCC2621AFCE7CE9B55402B75B6165E2?ObjectID=1020100000&page=Product
DIN Rail | FEED-THROUGH | No | 600 | 50 | 8 | 22 | -60 | 130 | -25 | 55 | 60 | 7.9 | 46.5 | 1020200000 | WEIDMULLER | TERMINAL BLOCK, WDU 6, FEED-THROUGH | CSA; UL | https://catalog.weidmueller.com/catalog/Start.do;jsessionid=EDCC2621AFCE7CE9B55402B75B6165E2?ObjectID=1020200000&page=Product
DIN Rail | FEED-THROUGH | No | 600 | 65 | 6 | 18 | -60 | 130 | -25 | 55 | 60 | 9.9 | 46.5 | 1020300000 | WEIDMULLER | TERMINAL BLOCK, WDU 10, FEED-THROUGH | CSA; UL | downloaded
DIN Rail | FEED-THROUGH | No | 600 | 85 | 6 | 18 | -60 | 130 | -25 | 55 | 60 | 11.9 | 62.5 | 1020400000 | WEIDMULLER | TERMINAL BLOCK, WDU 16, FEED-THROUGH | CSA; UL
DIN Rail | FEED-THROUGH | No | 1000 | 150 | 12 | 12 | -60 | 130 | -25 | 55 | 60 | 16 | 62.5 | 1020500000 | WEIDMULLER | TERMINAL BLOCK, WDU 35, FEED-THROUGH | CSA; UL
DIN Rail | FUSED | No | 30 | 10 | 8 | 20 | -60 | 130 | -25 | 55 | 60 | 7.9 | 61 | 1011000000 | WEIDMULLER | TERMINAL BLOCK, FUSED , WSI 6 | CSA; UL
DIN Rail | FUSED | Yes | 30 | 10 | 8 | 20 | -50 | 120 | -25 | 55 | 60 | 7.9 | 71.5 | 1011300000 | WEIDMULLER | FUSED TERMINAL BLOCK WSI 6/LD 10-36 V AC/DC LL W/LED | CSA; UL
DIN Rail | FUSED | Yes | 300 | 10 | 8 | 20 | -50 | 120 | -25 | 55 | 60 | 7.9 | 71.5 | 1011300001 | WEIDMULLER | FUSED TERMINAL BLOCK WSI 6/LD 10-36 VAC/DC 0.5MA LED LOW CURRENT | CSA; UL
DIN Rail | FUSED | Yes | 300 | 10 | 8 | 20 | -50 | 120 | -25 | 55 | 60 | 7.9 | 71.5 | 1012200001 | WEIDMULLER | FUSED TERMINAL BLOCK WSI 6/LD 30-70 VAC/DC 6.3A 300V | CSA; UL
DIN Rail | FUSED | Yes | 30 | 10 | 8 | 20 | -50 | 120 | -25 | 55 | 60 | 7.9 | 71.5 | 1012300000 | WEIDMULLER | FUSED TERMINAL BLOCK WSI 6/LD 60-150 VAC/DC LL W/LED | CSA; UL
DIN Rail | FUSED | Yes | 300 | 10 | 8 | 20 | -50 | 120 | -25 | 55 | 60 | 7.9 | 71.5 | 1012300001 | WEIDMULLER | FUSED TERMINAL BLOCK WSI 6/LD 60-150 VAC/DC 0.5MA LED LOW CURRENT | CSA; UL
DIN Rail | FUSED | Yes | 30 | 10 | 8 | 20 | -50 | 120 | -25 | 55 | 60 | 7.9 | 71.5 | 1012400001 | WEIDMULLER | FUSED TERMINAL BLOCK WSI 6 LD 250 VAC | CSA; UL
DIN Rail | FUSED | Yes | 30 | 10 | 6 | 20 | -50 | 120 | -25 | 55 | 60 | 11.9 | 78.5 | 1014100000 | WEIDMULLER | FUSED TERMINAL BLOCK WSI 6/2 LD 10-36 VAC/DC | CSA; UL
DIN Rail | GROUND | No | 30 | 10 | 12 | 26 | -60 | 130 | -25 | 55 | 60 | 5.1 | 46.5 | 1010000000 | WEIDMULLER | TERMINAL BLOCK, WPE 2.5 | CSA; UL
DIN Rail | GROUND | No | 30 | 10 | 10 | 26 | -60 | 130 | -25 | 55 | 56 | 6.1 | 46.5 | 1010100000 | WEIDMULLER | TERMINAL BLOCK, WPE 4 | CSA; UL
Ready to go; need to search part number at Weimuller website

## GROUND LUG -C
Manufacturer
ILSCO SPARTAN CONTROL EMERSON
CONDUCT SIZE
6-14AWG 0-8AWG #00-6 AWG #000-4 AWG #0000-2AWG
NUMBER OF HOLES
1 2
Certificate
CUL CSA UL
Area Classification
General Purpose Hazardous Location

## GROUND LUG -D
LINK | Conductor Range (AWG) | Material | NUMBER OF HOLSES | BOLT SIZE | Length | Width | Height | PART NO. | MANUFACTURER | DESCRIPTION | CERTIFICATES | CERTIFICATES | Area Classification | CLASS, DIVISION | GAS GROUP | TEMP. CODE | Link | Key words: - Ground bar - Grounding - Grounding Connector - Grounding Lug - Grounding - Bonding
[5 empty] | Height | Item ID
https://commerce.ilsco.com/e2wShoppingCatalog.aspx?parentId=3100012923&parentLink=2100001183:3100012178:3100012221:3100012923 | 4-14 AWG | ALUMINUM ALLOY | 1 | 0.25 | 1.0625 | 0.5 | 0.5 | TA-6-S | ILSCO | 4-14 AWG GROUND LUG
| 2-14 AWG or (2) 10-14 CU or (2) 10-12 AL | ALUMINUM ALLOY | 1 | 0.25 | 1.1563 | 0.5 | 0.55 | TA-2 | ILSCO | 2-14 AWG GROUND LUG or (2) 10-14 CU or (2) 10-12 AL
| 1/0-14 AWG or (2) 4-12 AWG | ALUMINUM ALLOY | 1 | 0.25 | 1.4688 | 0.625 | 0.794 | TA-0 | ILSCO | 1/0-14 AWG GROUND LUG or (2) 4-12 AWG GROUND LUG
| 2/0-14 AWG | ALUMINUM ALLOY | 1 | 0.25 | 1.4688 | 0.625 | 0.794 | TA-2/0 | ILSCO | 2/0-14 AWG GROUND LUG
| 250 kcmil-6 AWG | ALUMINUM ALLOY | 1 | 0.3125 | 1.984 | 0.99 | 1.122 | TA-250 | ILSCO | 250 kcmil-6 AWG GROUND LUG
| 300 kcmil-6 AWG | ALUMINUM ALLOY | 1 | 0.25 | 1.984 | 0.853 | 1.122 | TA-300 | ILSCO | 300 kcmil-6 AWG GROUND LUG
| 350 kcmil-6 AWG | ALUMINUM ALLOY | 1 | 0.375 | 2.25 | 1.125 | 1.25 | TA-350 | ILSCO | 350 kcmil-6 AWG GROUND LUG
| 350 kcmil-6 AWG | ALUMINUM ALLOY | 2 | 0.5 | 4.3125 | 1.125 | 1.375 | TA-350-2NS | ILSCO | 350 kcmil-6 AWG GROUND LUG
| 350 kcmil-6 AWG | ALUMINUM ALLOY | 2 | 0.5 | 5.5 | 1.25 | 1.5 | TA-350-2N | ILSCO | 350 kcmil-6 AWG GROUND LUG
| 500 kcmil-4 AWG | ALUMINUM ALLOY | 1 | 0.375 | 2.8125 | 1.5 | 1.562 | TA-500 | ILSCO | 500 kcmil-4 AWG GROUND LUG
| (1) 600 kcmil-4 AWG or (2) Equal 250 kcmil-1/0 AWG | ALUMINUM ALLOY | 1 | 0.375 | 2.8125 | 1.3125 | 1.812 | TA-500-S | ILSCO | (1) 600 kcmil-4 AWG or (2) Equal 250 kcmil-1/0 AWG
| 600 kcmil-2 AWG | ALUMINUM ALLOY | 1 | 0.375 | 3.1875 | 1.5 | 1.563 | TA-600 | ILSCO | 600 kcmil-2 AWG GROUND LUG
| 600 kcmil-2 AWG | ALUMINUM ALLOY | 2 | 0.5 | 4.6875 | 1.5 | 1.563 | TA-600-2NS | ILSCO | 600 kcmil-2 AWG GROUND LUG
| 600 kcmil-2 AWG | ALUMINUM ALLOY | 2 | 0.5 | 5.5 | 1.375 | 1.5 | TA-600-2N | ILSCO | 600 kcmil-2 AWG GROUND LUG
| 800 kcmil-300 kcmil | ALUMINUM ALLOY | 1 | 0.625 | 3.375 | 1.75 | 1.938 | TA-800 | ILSCO | 800 kcmil GROUND LUG-300 kcmil GROUND LUG
| 800 kcmil-3/0 AWG | ALUMINUM ALLOY | 1 | 0.625 | 3.25 | 1.3125 | 1.812 | TA-800-S | ILSCO | 800 kcmil GROUND LUG-3/0 AWG GROUND LUG
| 800 kcmil-300 kcmil | ALUMINUM ALLOY | 2 | 0.5 | 4.75 | 1.75 | 1.938 | TA-800-2NS | ILSCO | 800 kcmil GROUND LUG-300 kcmil GROUND LUG
| 800 kcmil-300 kcmil | ALUMINUM ALLOY | 2 | 0.5 | 5.97 | 1.5 | 1.813 | TA-800-2N | ILSCO | 800 kcmil GROUND LUG-300 kcmil GROUND LUG
| 1000 kcmil-350 kcmil | ALUMINUM ALLOY | 1 | 0.625 | 3.375 | 1.75 | 1.938 | TA-1000 | ILSCO | 1000 kcmil GROUND LUG-350 kcmil GROUND LUG
| 1000 kcmil-500 kcmil | ALUMINUM ALLOY | 1 | 0.625 | 3.25 | 1.4375 | 1.812 | TA-1000-S | ILSCO | 1000 kcmil GROUND LUG-500 kcmil GROUND LUG

## GROUND BAR -C
Manufacturer
ILSCO SPARTAN CONTROL EMERSON
CONDUCT RANGE TAP
6-14AWG 0-8AWG #00-6 AWG #000-4 AWG #0000-2AWG
CONDUCT RANGE MAIN
6-14AWG 0-8AWG #00-6 AWG #000-4 AWG #0000-2AWG
NUMBER OF CONNECTIONS
5 7 9 11 13 15
Certificate
CUL CSA UL
Area Classification
General Purpose Hazardous Location

## GROUND BAR -D
LINK | Conductor Range TAP (AWG) | Conductor Range MAIN (AWG) | Material | NUMBER OF TAPS | Mounting Hole Tapped Size | Mounting Hole Position | Length | Width | Height | PART NO. | MANUFACTURER | DESCRIPTION | CERTIFICATES | CERTIFICATES | Area Classification | CLASS, DIVISION | GAS GROUP | TEMP. CODE | Link | Key words: - Ground bar - Grounding - Grounding Connector - Grounding Lug - Grounding - Bonding
https://commerce.ilsco.com/e2wShoppingCatalog.aspx?parentId=3100012781&parentLink=2100001183:3100012157:3100012384:3100012781 | 6-14 AWG | 4-14 AWG | COPPER | 5 | 13/64 | 1 & 6 | 2.75 | 0.3438 | 0.75 | D167-4 | ILSCO | D167 GROUND BAR; COPPER TUBING; 5 TAPS; | UL
| 6-14 AWG | 4-14 AWG | COPPER | 7 | 13/64 | 2 & 7 | 3.5 | 0.3438 | 0.75 | D167-6 | ILSCO |  | UL
| 6-14 AWG | 4-14 AWG | COPPER | 9 | 13/64 | 4 & 9 | 4.4375 | 0.3438 | 0.75 | D167-8 | ILSCO
| 6-14 AWG | 4-14 AWG | COPPER | 11 | 13/64 | 4 & 9 | 5.125 | 0.3438 | 0.75 | D167-10 | ILSCO
| 6-14 AWG | 4-14 AWG | COPPER | 13 | 13/64 | 5 & 10 | 5.9375 | 0.3438 | 0.75 | D167-12 | ILSCO
| 6-14 AWG | 4-14 AWG | COPPER | 15 | 13/64 | 7 & 12 | 6.7188 | 0.3438 | 0.75 | D167-14 | ILSCO

## Servit Post-C
Manufacturer
BURNDY Thomas&Betts
Type
Single Conductor Double Conductor
Stranded Conductor Range
12 - 8 etc
Solid Conductor Range
12 - 8 etc
Material
Copper
Certificate
CSA UL

## Servit Post-D
Type | Conductor Range Stranded (AWG) | Conductor Range Solid (AWG) | Material | Part No. | Manufacturer | Description | Certificates | Certificates | Link | Key words: - Servit Post - Service Post - Grounding Connector - Grounding Lug - Grounding - Bonding
Single Conductor | 12 - 9 | 12 - 8 | Copper | KC15 | BURNDY | SERVIT POST, SINGLE CONDUCTOR, STRANDED 12-9 AWG, SOLID 12-8 AWG | UL |  | See Datasheet saved on Teams
Single Conductor | 10 - 7 | 10 - 6 | Copper | KC17 | BURNDY | SERVIT POST, SINGLE CONDUCTOR, STRANDED 10-7 AWG, SOLID 10-6 AWG | UL
Single Conductor | 10 - 5 | 10 - 4 | Copper | KC20 | BURNDY | SERVIT POST, SINGLE CONDUCTOR, STRANDED 10-5 AWG, SOLID 10-4 AWG | UL
Single Conductor | 10 - 3 | 10 - 2 | Copper | KC22 | BURNDY | SERVIT POST, SINGLE CONDUCTOR, STRANDED 10-3 AWG, SOLID 12-2 AWG | UL
Single Conductor | 8 - 2 | 10 - 1 | Copper | KC23 | BURNDY | SERVIT POST, SINGLE CONDUCTOR, STRANDED 8-2 AWG, SOLID 10-1 AWG | UL
Single Conductor | 2 - 1/0 | 2 - 2/0 | Copper | KC25 | BURNDY | SERVIT POST, SINGLE CONDUCTOR, STRANDED 2-1/0 AWG, SOLID 2-2/0 AWG | UL
Single Conductor | 2 - 2/0 | 2 - 3/0 | Copper | KC26 | BURNDY | SERVIT POST, SINGLE CONDUCTOR, STRANDED 2-2/0 AWG, SOLID 2-3/0 AWG | UL
Single Conductor | 1 - 4/0 | 1 - 4/0 | Copper | KC28 | BURNDY | SERVIT POST, SINGLE CONDUCTOR, STRANDED 1-4/0 AWG, SOLID 1-4/0 AWG | UL
Single Conductor | 1 - 350 | - | Copper | KC31 | BURNDY | SERVIT POST, SINGLE CONDUCTOR, STRANDED 1-350 AWG | UL
Single Conductor | 3/0 - 500 | - | Copper | KC34 | BURNDY | SERVIT POST, SINGLE CONDUCTOR, STRANDED 3/0-500 AWG | UL
Double Conductor | 12 - 9 | 12 - 8 | Copper | K2C15 | BURNDY | SERVIT POST, DOUBLE CONDUCTOR, STRANDED 12-9 AWG, SOLID 12-8 AWG | UL
Double Conductor | 10 - 7 | 10 - 6 | Copper | K2C17 | BURNDY | SERVIT POST, DOUBLE CONDUCTOR, STRANDED 10-7 AWG, SOLID 10-6 AWG | UL
Double Conductor | 10 - 5 | 10 - 4 | Copper | K2C20 | BURNDY | SERVIT POST, DOUBLE CONDUCTOR, STRANDED 10-5 AWG, SOLID 10-4 AWG | UL
Double Conductor | 10 - 3 | 10 - 2 | Copper | K2C22 | BURNDY | SERVIT POST, DOUBLE CONDUCTOR, STRANDED 10-3 AWG, SOLID 12-2 AWG | UL
Double Conductor | 8 - 2 | 10 - 1 | Copper | K2C23 | BURNDY | SERVIT POST, DOUBLE CONDUCTOR, STRANDED 8-2 AWG, SOLID 10-1 AWG | UL
Double Conductor | 2 - 1/0 | 2 - 2/0 | Copper | K2C25 | BURNDY | SERVIT POST, DOUBLE CONDUCTOR, STRANDED 2-1/0 AWG, SOLID 2-2/0 AWG | UL
Double Conductor | 2 - 2/0 | 2 - 3/0 | Copper | K2C26 | BURNDY | SERVIT POST, DOUBLE CONDUCTOR, STRANDED 2-2/0 AWG, SOLID 2-3/0 AWG | UL
Double Conductor | 1 - 4/0 | 1 - 4/0 | Copper | K2C28 | BURNDY | SERVIT POST, DOUBLE CONDUCTOR, STRANDED 1-4/0 AWG, SOLID 1-4/0 AWG | UL
Double Conductor | 1 - 350 | - | Copper | K2C31 | BURNDY | SERVIT POST, DOUBLE CONDUCTOR, STRANDED 1-350 AWG | UL
Double Conductor | 3/0 - 500 | - | Copper | K2C34 | BURNDY | SERVIT POST, DOUBLE CONDUCTOR, STRANDED 3/0-500 AWG | UL
Single Conductor | 12 - 8 | 12 - 8 | Copper | SP0SS | Thomas&Betts | SERVIT POST, SINGLE CONDUCTOR, STRANDED 12-8 AWG, SOLID 12-8 AWG | CSA
Single Conductor | 10 - 7 | 10 - 6 | Copper | SP1SS | Thomas&Betts | SERVIT POST, SINGLE CONDUCTOR, STRANDED 10-7 AWG, SOLID 10-6 AWG | CSA
Single Conductor | 10 - 5 | 10 - 4 | Copper | SP2SS | Thomas&Betts | SERVIT POST, SINGLE CONDUCTOR, STRANDED 10-5 AWG, SOLID 10-4 AWG | CSA
Single Conductor | 10 - 3 | 10 - 2 | Copper | SP3SS | Thomas&Betts | SERVIT POST, SINGLE CONDUCTOR, STRANDED 10-3 AWG, SOLID 10-2 AWG | CSA
Single Conductor | 8 - 1 | 8 - 2 | Copper | SP4SS | Thomas&Betts | SERVIT POST, SINGLE CONDUCTOR, STRANDED 8-1 AWG, SOLID 8-2 AWG | CSA
Single Conductor | 2 - 1/0 | - | Copper | SP5SS | Thomas&Betts | SERVIT POST, SINGLE CONDUCTOR, STRANDED 2-1/0 AWG | CSA
Single Conductor | 2 - 2/0 | - | Copper | SP6SS | Thomas&Betts | SERVIT POST, SINGLE CONDUCTOR, STRANDED 2-2/0 AWG | CSA
Single Conductor | 1 - 4/0 | - | Copper | SP8SS | Thomas&Betts | SERVIT POST, SINGLE CONDUCTOR, STRANDED 1-4/0 AWG | CSA
Single Conductor | 1/0 - 350 | - | Copper | SP9SS | Thomas&Betts | SERVIT POST, SINGLE CONDUCTOR, STRANDED 1/0-350 AWG | CSA
Single Conductor | 3/0 - 500 | - | Copper | SP10SS | Thomas&Betts | SERVIT POST, SINGLE CONDUCTOR, STRANDED 3/0-500 AWG | CSA
Double Conductor | 12 - 8 | 12 - 8 | Copper | SP0DS | Thomas&Betts | SERVIT POST, DOUBLE CONDUCTOR, STRANDED 12-8 AWG, SOLID 12-8 | CSA
Double Conductor | 10 - 7 | 10 - 6 | Copper | SP1DS | Thomas&Betts | SERVIT POST, DOUBLE CONDUCTOR, STRANDED 10-7 AWG, SOLID 10-6 | CSA
Double Conductor | 10 - 5 | 10 - 4 | Copper | SP2DS | Thomas&Betts | SERVIT POST, DOUBLE CONDUCTOR, STRANDED 10-5 AWG, SOLID 10-4 | CSA
Double Conductor | 10 - 3 | 10 - 2 | Copper | SP3DS | Thomas&Betts | SERVIT POST, DOUBLE CONDUCTOR, STRANDED 10-3 AWG, SOLID 10-2 | CSA
Double Conductor | 8 - 1 | 8 - 2 | Copper | SP4DS | Thomas&Betts | SERVIT POST, DOUBLE CONDUCTOR, STRANDED 8-1 AWG, SOLID 8-2 | CSA
Double Conductor | 2 - 1/0 | - | Copper | SP5DS | Thomas&Betts | SERVIT POST, DOUBLE CONDUCTOR, STRANDED 2-1/0 AWG | CSA
Double Conductor | 2 - 2/0 | - | Copper | SP6DS | Thomas&Betts | SERVIT POST, DOUBLE CONDUCTOR, STRANDED 2-2/0 AWG | CSA
Double Conductor | 1 - 4/0 | - | Copper | SP8DS | Thomas&Betts | SERVIT POST, DOUBLE CONDUCTOR, STRANDED 1-4/0 AWG | CSA
Double Conductor | 1/0 - 350 | - | Copper | SP9DS | Thomas&Betts | SERVIT POST, DOUBLE CONDUCTOR, STRANDED 1/0-350 AWG | CSA
Double Conductor | 3/0 - 500 | - | Copper | SP10DS | Thomas&Betts | SERVIT POST, DOUBLE CONDUCTOR, STRANDED 3/0-500 AWG | CSA

## Window Kit-D
NEMA TYPE | Material | Weight kg | Height mm | Width mm | Depth mm | Viewing Area Height mm | Viewing Area Width mm | Block Part No. | Manufacturer | Description | Certificates | Certificates | Link | Key words: - Window Kit - Window Cover
Type 4X | Stainless Steel | 4.74 | 300 | 300 | 70 | 200 | 125 | WM 9975.007 | RITTAL | WINDOW KIT, WKDH12124, STAINLESS STEEL, NEMA 4X | cUL | UL | https://www.rittal.com/ca-en/product/list/variations.action?categoryPath=/PG0001/PG0900ZUBEHOER1/PG0907ZUBEHOER1/PG1438ZUBEHOER1/PRO73235ZUBEHOER&productID=PRO73235&reset=true#variantenlist
Type 4X | Stainless Steel | 4.85 | 400 | 300 | 70 | 300 | 125 | WM 9975.008 | RITTAL | WINDOW KIT, WKDH16124, STAINLESS STEEL, NEMA 4X | cUL | UL
Type 4X | Stainless Steel | 7.08 | 500 | 400 | 70 | 400 | 225 | WM 9975.009 | RITTAL | WINDOW KIT, WKDH20164, STAINLESS STEEL, NEMA 4X | cUL | UL
Type 4X | Stainless Steel | 8.03 | 600 | 400 | 70 | 500 | 225 | WM 9975.010 | RITTAL | WINDOW KIT, WKDH24164, STAINLESS STEEL, NEMA 4X | cUL | UL
Type 4X | Stainless Steel | 9.21 | 600 | 500 | 70 | 500 | 325 | WM 9975.011 | RITTAL | WINDOW KIT, WKDH24204, STAINLESS STEEL, NEMA 4X | cUL | UL
Type 4X | Stainless Steel | 12.59 | 760 | 600 | 70 | 600 | 415 | WM 9975.012 | RITTAL | WINDOW KIT, WKDH30244, STAINLESS STEEL, NEMA 4X | cUL | UL
Type 4X | Stainless Steel | 13.68 | 900 | 600 | 70 | 780 | 415 | WM 9975.013 | RITTAL | WINDOW KIT, WKDH36244, STAINLESS STEEL, NEMA 4X | cUL | UL
Type 4X | Stainless Steel | 4.74 | 300 | 300 | 70 | 200 | 125 | WM 9975.014 | RITTAL | WINDOW KIT, WKDH12126, STAINLESS STEEL, NEMA 4X | cUL | UL
Type 4X | Stainless Steel | 4.85 | 400 | 300 | 70 | 300 | 125 | WM 9975.015 | RITTAL | WINDOW KIT, WKDH16126, STAINLESS STEEL, NEMA 4X | cUL | UL
Type 4X | Stainless Steel | 7.08 | 500 | 400 | 70 | 400 | 225 | WM 9975.016 | RITTAL | WINDOW KIT, WKDH20166, STAINLESS STEEL, NEMA 4X | cUL | UL
Type 4X | Stainless Steel | 8.03 | 600 | 400 | 70 | 500 | 225 | WM 9975.017 | RITTAL | WINDOW KIT, WKDH24166, STAINLESS STEEL, NEMA 4X | cUL | UL
Type 4X | Stainless Steel | 9.21 | 600 | 500 | 70 | 500 | 325 | WM 9975.018 | RITTAL | WINDOW KIT, WKDH24206, STAINLESS STEEL, NEMA 4X | cUL | UL
Type 4X | Stainless Steel | 12.59 | 760 | 600 | 70 | 600 | 415 | WM 9975.019 | RITTAL | WINDOW KIT, WKDH30246, STAINLESS STEEL, NEMA 4X | cUL | UL
Type 4X | Stainless Steel | 13.68 | 900 | 600 | 70 | 780 | 415 | WM 9975.020 | RITTAL | WINDOW KIT, WKDH36246, STAINLESS STEEL, NEMA 4X | cUL | UL
Type 4X | Stainless Steel |  | 300 | 400 | 70 | 200 | 225 | WM 9975.055 | RITTAL | WINDOW KIT, WKDH12164, STAINLESS STEEL, NEMA 4X | cUL | UL
Type 4X | Stainless Steel |  | 350 | 450 | 70 | 250 | 275 | WM 9975.056 | RITTAL | WINDOW KIT, WKDH14184, STAINLESS STEEL, NEMA 4X | cUL | UL
Type 4X | Stainless Steel |  | 350 | 550 | 70 | 250 | 375 | WM 9975.057 | RITTAL | WINDOW KIT, WKDH14224, STAINLESS STEEL, NEMA 4X | cUL | UL
Type 4X | Stainless Steel |  | 300 | 400 | 70 | 200 | 225 | WM 9975.058 | RITTAL | WINDOW KIT, WKDH12166, STAINLESS STEEL, NEMA 4X | cUL | UL
Type 4X | Stainless Steel |  | 350 | 450 | 70 | 250 | 275 | WM 9975.059 | RITTAL | WINDOW KIT, WKDH14186, STAINLESS STEEL, NEMA 4X | cUL | UL
Type 4X | Stainless Steel |  | 350 | 550 | 70 | 250 | 375 | WM 9975.060 | RITTAL | WINDOW KIT, WKDH14226, STAINLESS STEEL, NEMA 4X | cUL | UL
Add all parts from this web site, see link; the last part is 9975.060
Type 4, 12 | Mild Steel |  | 310 | 370 | 69 | 220 | 250 | AWDH1418N4 | HOFFMAN | WIDOW KIT, AWDH1418N4, MILD STEEL, NEMA Type 4, 12 | CSA | UL
Type 3R, 4, 4X, 12 | Stainless Steel |  | 310 | 370 | 69 | 220 | 250 | AWDH1418N4SS | HOFFMAN | WIDOW KIT, AWDH1418N4SS, STAINLESS STEEL, NEMA Type 3R, 4, 4X, 12 | CSA | UL
Type 4, 13 | Mild Steel |  | 360 | 207 | 69 | 271 | 87 | AWDH1612N4 | HOFFMAN | WIDOW KIT, AWDH1612N4, MILD STEEL, NEMA Type 4, 13 | CSA | UL | https://hoffman.nvent.com/en-us/products/deep-hinged-window-kit-type-4-and-4x
Type 3R, 4, 4X, 13 | Stainless Steel |  | 360 | 207 | 69 | 271 | 87 | AWDH1612N4SS | HOFFMAN | WIDOW KIT, AWDH1612N4SS, STAINLESS STEEL, NEMA Type 3R, 4, 4X, 13 | CSA | UL
Type 4, 14 | Mild Steel |  | 462 | 308 | 69 | 373 | 188 | AWDH2016N4 | HOFFMAN | WIDOW KIT, AWDH2016N4, MILD STEEL, NEMA Type 4, 14 | CSA | UL
Type 3R, 4, 4X, 14 | Stainless Steel |  | 462 | 308 | 69 | 373 | 188 | AWDH2016N4SS | HOFFMAN | WIDOW KIT, AWDH2016N4SS, STAINLESS STEEL, NEMA Type 3R, 4, 4X, 14 | CSA | UL
Type 4, 15 | Mild Steel |  | 563 | 308 | 69 | 474 | 188 | AWDH2416N4 | HOFFMAN | WIDOW KIT, AWDH2416N4, MILD STEEL, NEMA Type 4, 15 | CSA | UL
Type 3R, 4, 4X, 15 | Stainless Steel |  | 563 | 308 | 69 | 474 | 188 | AWDH2416N4SS | HOFFMAN | WIDOW KIT, AWDH2416N4SS, STAINLESS STEEL, NEMA Type 3R, 4, 4X, 15 | CSA | UL
Type 4, 16 | Mild Steel |  | 563 | 410 | 69 | 474 | 290 | AWDH2420N4 | HOFFMAN | WIDOW KIT, AWDH2420N4, MILD STEEL, NEMA Type 4, 16 | CSA | UL
Type 3R, 4, 4X, 16 | Stainless Steel |  | 563 | 410 | 69 | 474 | 290 | AWDH2420N4SS | HOFFMAN | WIDOW KIT, AWDH2420N4SS, STAINLESS STEEL, NEMA Type 3R, 4, 4X, 16 | CSA | UL
Type 4, 17 | Mild Steel |  | 563 | 664 | 69 | 474 | 514 | AWDH2430N4 | HOFFMAN | WIDOW KIT, AWDH2430N4, MILD STEEL, NEMA Type 4, 17 | CSA | UL
Type 3R, 4, 4X, 17 | Stainless Steel |  | 563 | 664 | 69 | 474 | 514 | AWDH2430N4SS | HOFFMAN | WIDOW KIT, AWDH2430N4SS, STAINLESS STEEL, NEMA Type 3R, 4, 4X, 17 | CSA | UL
Type 4, 18 | Mild Steel |  | 716 | 512 | 69 | 627 | 361 | AWDH3024N4 | HOFFMAN | WIDOW KIT, AWDH3024N4, MILD STEEL, NEMA Type 4, 18 | CSA | UL
Type 3R, 4, 4X, 18 | Stainless Steel |  | 716 | 512 | 69 | 627 | 361 | AWDH3024N4SS | HOFFMAN | WIDOW KIT, AWDH3024N4SS, STAINLESS STEEL, NEMA Type 3R, 4, 4X, 18 | CSA | UL
Type 4, 19 | Mild Steel |  | 868 | 512 | 69 | 779 | 361 | AWDH3624N4 | HOFFMAN | WIDOW KIT, AWDH3624N4, MILD STEEL, NEMA Type 4, 19 | CSA | UL
Type 3R, 4, 4X, 19 | Stainless Steel |  | 868 | 512 | 69 | 779 | 361 | AWDH3624N4SS | HOFFMAN | WIDOW KIT, AWDH3624N4SS, STAINLESS STEEL, NEMA Type 3R, 4, 4X, 19 | CSA | UL
Add all parts from this web site, see link; the last part is AWDH3624N4SS
Type 4,12 | Steel | 0.45 | 193.68 | 142.68 | 6.35 | 127 | 76 | 1481WN40503 | HAMMOND | WIDOW KIT, 1481WN40503, STEEL, NEMA Type 4,12 | CSA | UL | https://www.hammfg.com/electrical/products/accessories/1481wn4
Type 4,12 | Steel | 1.36 | 295.68 | 206.68 | 6.35 | 229 | 140 | 1481WN40905 | HAMMOND | WIDOW KIT, 1481WN40905, STEEL, NEMA Type 4,12 | CSA | UL
Type 4,12 | Steel | 1.36 | 396.68 | 142.68 | 6.35 | 330 | 76 | 1481WN41303 | HAMMOND | WIDOW KIT, 1481WN41303, STEEL, NEMA Type 4,12 | CSA | UL
Type 4,12 | Steel | 1.81 | 396.68 | 269.68 | 6.35 | 330 | 203 | 1481WN41308 | HAMMOND | WIDOW KIT, 1481WN41308, STEEL, NEMA Type 4,12 | CSA | UL
Type 4,12 | Steel | 2.27 | 498.68 | 206.68 | 6.35 | 432 | 140 | 1481WN41705 | HAMMOND | WIDOW KIT, 1481WN41705, STEEL, NEMA Type 4,12 | CSA | UL
Type 4,12 | Steel | 2.72 | 498.68 | 345.68 | 6.35 | 432 | 279 | 1481WN41711 | HAMMOND | WIDOW KIT, 1481WN41711, STEEL, NEMA Type 4,12 | CSA | UL
Type 4,12 | Steel | 4.08 | 650.68 | 447.68 | 6.35 | 584 | 381 | 1481WN42315 | HAMMOND | WIDOW KIT, 1481WN42315, STEEL, NEMA Type 4,12 | CSA | UL
Type 4,12 | Steel | 5.9 | 803.68 | 549.68 | 6.35 | 737 | 483 | 1481WN42919 | HAMMOND | WIDOW KIT, 1481WN42919, STEEL, NEMA Type 4,12 | CSA | UL
Type 4,12 | Steel | 10.89 | 955.68 | 650.68 | 6.35 | 889 | 584 | 1481WN43523 | HAMMOND | WIDOW KIT, 1481WN43523, STEEL, NEMA Type 4,12 | CSA | UL
Type 4, 4X, 12 | Stainless Steel | 0.91 | 193.68 | 142.68 | 6.35 | 127 | 76 | 1481WN4SS0503 | HAMMOND | WIDOW KIT, 1481WN4SS0503, STAINLESS STEEL, NEMA Type 4, 4X, 12 | CSA | UL
Type 4, 4X, 13 | Stainless Steel | 1.36 | 295.68 | 206.68 | 6.35 | 229 | 140 | 1481WN4SS0905 | HAMMOND | WIDOW KIT, 1481WN4SS0905, STAINLESS STEEL, NEMA Type 4, 4X, 13 | CSA | UL
Type 4, 4X, 14 | Stainless Steel | 2.27 | 396.68 | 269.68 | 6.35 | 330 | 203 | 1481WN4SS1308 | HAMMOND | WIDOW KIT, 1481WN4SS1308, STAINLESS STEEL, NEMA Type 4, 4X, 14 | CSA | UL
Type 4, 4X, 15 | Stainless Steel | 3.63 | 498.68 | 345.68 | 6.35 | 432 | 279 | 1481WN4SS1711 | HAMMOND | WIDOW KIT, 1481WN4SS1711, STAINLESS STEEL, NEMA Type 4, 4X, 15 | CSA | UL
Type 4, 4X, 16 | Stainless Steel | 5.9 | 650.68 | 447.68 | 6.35 | 584 | 381 | 1481WN4SS2315 | HAMMOND | WIDOW KIT, 1481WN4SS2315, STAINLESS STEEL, NEMA Type 4, 4X, 16 | CSA | UL
Type 4, 4X, 17 | Stainless Steel | 8.62 | 803.68 | 549.68 | 6.35 | 737 | 483 | 1481WN4SS2919 | HAMMOND | WIDOW KIT, 1481WN4SS2919, STAINLESS STEEL, NEMA Type 4, 4X, 17 | CSA | UL
Add all parts from this web site, see link; the last part is 1481WN4SS2919
Ready to go; Andy, can you try to use your Python Program to get the data?

## Rainhood-D
NEMA | Material | COLOR | Weight kg | Height mm | Width mm | Depth mm | Part No. | Manufacturer | Description | Certificates | Certificates | Link | Key words: - Hood - Hose-proof Hood - Rainhood
Type 3R | Stainless Steel | - | 1.14 | 230 | 150 | 40 | SK 3237.080 | RITTAL | TYPE 3R HOSE-PROOF RAINHOOD, STAINLESS STEEL | CSA | UL | https://www.rittal.com/ca-en/product/list/variations.action?categoryPath=/PG0001/PG0168KLIMA1/PGR1953KLIMA1/PGR2010KLIMA1/PRO0305KLIMA&productID=PRO0305
Type 4X | Stainless Steel | - | 1.52 | 240 | 176 | 55 | SK 3238.080 | RITTAL | TYPE 4X HOSE-PROOF RAINHOOD, STAINLESS STEEL | CSA | UL
Type 4X | Stainless Steel | - | 2.32 | 330 | 233 | 55 | SK 3239.080 | RITTAL | TYPE 4X HOSE-PROOF RAINHOOD, STAINLESS STEEL | CSA | UL
Type 4X | Stainless Steel | - | 3.26 | 390 | 282 | 85 | SK 3240.080 | RITTAL | TYPE 4X HOSE-PROOF RAINHOOD, STAINLESS STEEL | CSA | UL
Type 4X | Stainless Steel | - | 4.9 | 480 | 350 | 110 | SK 3243.080 | RITTAL | TYPE 4X HOSE-PROOF RAINHOOD, STAINLESS STEEL | CSA | UL
Type 3R | Stainless Steel |  | 5.74 | 480 | 350 | 160 | SK 3245.080 | RITTAL | TYPE 3R HOSE-PROOF RAINHOOD, STAINLESS STEEL | CSA | UL
TYPE 3R | Carbon Steel | - | 1.14 | 230 | 150 | 40 | SK 3237.085 | RITTAL | TYPE 3R HOSE-PROOF RAINHOOD, CARBON STEEL | CSA | UL
TYPE 4 | Carbon Steel | - | 1.52 | 245 | 176 | 55 | SK 3238.085 | RITTAL | TYPE 4 HOSE-PROOF RAINHOOD, CARBON STEEL | CSA | UL | https://www.rittal.com/ca-en/product/list/variations.action?categoryPath=/PG0001/PG0168KLIMA1/PGR1953KLIMA1/PGR2010KLIMA1/PRO39548KLIMA&productID=PRO39548
TYPE 4 | Carbon Steel | - | 2.32 | 330 | 233 | 55 | SK 3239.085 | RITTAL | TYPE 4 HOSE-PROOF RAINHOOD, CARBON STEEL | CSA | UL
TYPE 4 | Carbon Steel | - | 3.26 | 390 | 282 | 85 | SK 3240.085 | RITTAL | TYPE 4 HOSE-PROOF RAINHOOD, CARBON STEEL | CSA | UL
TYPE 4 | Carbon Steel | - | 4.9 | 480 | 350 | 110 | SK 3243.085 | RITTAL | TYPE 4 HOSE-PROOF RAINHOOD, CARBON STEEL | CSA | UL

## Louver-D
NEMA | COLOR | Weight kg | Height mm | Width mm | Depth mm | Mounting Cutout Height mm | Mounting Cutout Width mm | Part No. | Manufacturer | Description | Certificates | Certificates | Link | Key words: - LOUVER - Filter
12 | RAL 7035 | 0.12 | 116.5 | 116.5 | 16 | 92 | 92 | SK 3237.200 | RITTAL | LOUVER, C/W FILTER 5.6" | CSA | UL
12 | RAL 9005 | 0.12 | 116.5 | 116.5 | 16 | 92 | 92 | SK 3237.208 | RITTAL | LOUVER, C/W FILTER 5.6" | CSA | UL
12 | RAL 7035 | 0.18 | 148.5 | 148.5 | 24 | 124 | 124 | SK 3238.200 | RITTAL | LOUVER, C/W FILTER 5.8" | CSA | UL | https://www.rittal.com/ca-en/product/list/variations.action?categoryPath=/PG0001/PG0168KLIMA1/PGR1953KLIMA1/PGR2010KLIMA1/PRO0301KLIMA&productID=PRO0301
12 | RAL 9005 | 0.18 | 148.5 | 148.5 | 24 | 124 | 124 | SK 3238.208 | RITTAL | LOUVER, C/W FILTER 5.8" | CSA | UL
12 | RAL 7035 | 0.38 | 204 | 204 | 24 | 177 | 177 | SK 3239.200 | RITTAL | LOUVER, C/W FILTER 8" | CSA | UL
12 | RAL 9005 | 0.38 | 204 | 204 | 24 | 177 | 177 | SK 3239.208 | RITTAL | LOUVER, C/W FILTER 8" | CSA | UL
12 | RAL 7035 | 0.56 | 255 | 255 | 25 | 224 | 224 | SK 3240.200 | RITTAL | LOUVER, C/W FILTER 10" | CSA | UL
12 | RAL 9005 | 0.56 | 255 | 255 | 25 | 224 | 224 | SK 3240.208 | RITTAL | LOUVER, C/W FILTER 10" | CSA | UL
12 | RAL 7035 | 0.84 | 323 | 323 | 25 | 292 | 292 | SK 3243.200 | RITTAL | LOUVER, C/W FILTER 13" | CSA | UL
12 | RAL 9005 | 0.84 | 323 | 323 | 25 | 292 | 292 | SK 3243.208 | RITTAL | LOUVER, C/W FILTER 13" | CSA | UL
Add all parts at the link; The last part is SK 3243.208

## Receptacle-D
Mounting | NEMA | Rated Voltage V AC | Rated Current Amps | Frequency Hz | SSCR A | Style | OPERATION TEMP. MINIMUM °C | OPERATION TEMP. MAXIMUM °C | Weight kg | Height mm | Width mm | Depth mm | Part No. | Manufacturer | Description | Certificates | Certificates | Area Classification | Class, Division | Gas Groups | Temp. Code | Link | Key words: - Receptacle
DIN Rail | 5-15R | 125 | 15 | 50-60 | 10000 | Duplex | -25 | 60 |  | 123.6 | 74.1 | 61.5 | 6720005421 | WEIDMULLER | RECEPTACLE, DUPLEX, 125 V AC, 15 A, DIN RAIL MOUNTED | cULus |  | General Purpose | - | - | - | See datasheets
DIN Rail | 5-15R | 125 | 15 | 50-60 | 10000 | GFCI | -25 | 60 |  | 123.6 | 74.1 | 61.5 | 6720005422 | WEIDMULLER | RECEPTACLE, GFCI, 125 V AC, 15 A, DIN RAIL MOUNTED | cULus |  | General Purpose | - | - | -
DIN Rail | 5-20R | 125 | 20 | 50-60 | 10000 | Duplex | -25 | 60 |  | 123.6 | 74.1 | 61.5 | 6720005420 | WEIDMULLER | RECEPTACLE, DUPLEX, 125 V AC, 20 A, DIN RAIL MOUNTED | cULus |  | General Purpose | - | - | -
DIN Rail | 5-20R | 125 | 20 | 50-60 | 10000 | GFCI | -25 | 60 |  | 123.6 | 74.1 | 61.5 | 6720005423 | WEIDMULLER | RECEPTACLE, GFCI, 125 V AC, 20 A, DIN RAIL MOUNTED | cULus |  | General Purpose | - | - | -
DIN Rail |  | 120(nominal) | 15 | 50-60 | 10000 | Duplex | -25 | 60 |  | 99 | 42 | 51 | 6720005430 | WEIDMULLER | RECEPTACLE, DUPLEX, 125 V AC, 15 A, DIN RAIL MOUNTED, W/LED | CSA | cULus | General Purpose | - | - | -
DIN Rail |  | 120 | 15 | 50-60 |  | Simplex |  |  |  | 70 | 35 | 58.5 | 9915480000 | WEIDMULLER | RECEPTACLE, SIMPLEX, 120 V AC, 15 A, DIN RAIL MOUNTED, W/O CIRCUIT BREAKER | CSA | UL
DIN Rail |  | 120 | 5 | 50-60 |  | Simplex |  |  |  | 70 | 35 | 58.5 | 9915480001 | WEIDMULLER | RECEPTACLE, SIMPLEX, 120 V AC, 15 A, DIN RAIL MOUNTED, W/ CIRCUIT BREAKER | CSA | UL
[13 empty] | 9915490000 | WEIDMULLER
DIN Rail |  | 125 | 15 | 60 |  | Duplex | -60 | 105 |  | 135 | 82 | 49 | 5600461 | PHOENIX CONTACT | RECEPTACLE, DUPLEX, 125 V AC, 15 A, DIN RAIL MOUNTED | CSA | UL | General Purpose | - | - | - | See datasheets
DIN Rail |  | 125 | 15 | 60 |  | Duplex | -35 | 60 |  | 135 | 82 | 49 | 5600462 | PHOENIX CONTACT | RECEPTACLE, DUPLEX, 125 V AC, 15 A, DIN RAIL MOUNTED | CSA | UL | General Purpose | - | - | -
DIN Rail |  | 120 | 15 | 50-60 |  | Simplex | -20 | 50 |  | 75 | 30 | 54 | 5604253 | PHOENIX CONTACT | RECEPTACLE, SIMPLEX, 120 V AC, 15 A, DIN RAIL MOUNTED |  |  | General Purpose | - | - | -
[13 empty] | 2963860 | PHOENIX CONTACT | no longer available
Ready to go

## Breather & Drain-C
Manufacturer
KILLARK
NEMA
TYPE 4X
Size
M20 M25 1/2" NPT 3/4" NPT
Material
Nylon Alluminum Brass Nickel Plated Brass Mild Steel 316 SS
Certificate
CSA

## Breather & Drain-D
Size | NEMA TYPE | Material | Part No. | Manufacturer | Description | Certificates | Certificates | Link | Key words: - Drain - Breather - Drain and Breather
M20 | TYPE 4X | 30% Glass Filled Nylon | DPE-40-04-S3 | KILLARK | Drain & Breather, NEMA 4X, M20, THREAD SIZE, 30% GF Nylon | CSA |  | Complete
M25 | TYPE 4X | 30% Glass Filled Nylon | DPE-40-05-S3 | KILLARK | Drain & Breather, NEMA 4X, M25, THREAD SIZE, 30% GF Nylon | CSA
1/2" NPT | TYPE 4X | 30% Glass Filled Nylon | DPE-40-04-S3 | KILLARK | Drain & Breather, NEMA 4X, 1/2" NPT, 30% GF Nylon | CSA
3/4" NPT | TYPE 4X | 30% Glass Filled Nylon | DPE-40-05-S3 | KILLARK | Drain & Breather, NEMA 4X, 3/4" NPT, 30% GF Nylon | CSA
M20 | TYPE 4X | 316 Stainless Steel | DPE-30-04-S1 | KILLARK | Drain & Breather, NEMA 4X, M20, THREAD SIZE, 316 SS | CSA
M25 | TYPE 4X | 317 Stainless Steel | DPE-30-05-S1 | KILLARK | Drain & Breather, NEMA 4X, M25, THREAD SIZE, 316 SS | CSA
1/2" NPT | TYPE 4X | 318 Stainless Steel | DPE-30-29-S3 | KILLARK | Drain & Breather, NEMA 4X, 1/2" NPT, 316 SS | CSA
3/4" NPT | TYPE 4X | 319 Stainless Steel | DPE-30-30-S3 | KILLARK | Drain & Breather, NEMA 4X, 3/4" NPT, 316 SS | CSA
M20 | TYPE 4X | Aluminum | DPE-50-04-S1 | KILLARK | Drain & Breather, NEMA 4X, M20, THREAD SIZE, ALUMINUM | CSA
M25 | TYPE 4X | Aluminum | DPE-50-05-S1 | KILLARK | Drain & Breather, NEMA 4X, M25, THREAD SIZE, ALUMINUM | CSA
1/2" NPT | TYPE 4X | Aluminum | DPE-50-29-S3 | KILLARK | Drain & Breather, NEMA 4X, 1/2" NPT, ALUMINUM | CSA
3/4" NPT | TYPE 4X | Aluminum | DPE-50-30-S3 | KILLARK | Drain & Breather, NEMA 4X, 3/4" NPT, ALUMINUM | CSA
M20 | TYPE 4X | Mild Steel | DPE-20-04-S1 | KILLARK | Drain & Breather, NEMA 4X, M20, THREAD SIZE, MILD STEEL | CSA
M25 | TYPE 4X | Mild Steel | DPE-20-05-S1 | KILLARK | Drain & Breather, NEMA 4X, M25, THREAD SIZE, MILD STEEL | CSA
1/2" NPT | TYPE 4X | Mild Steel | DPE-20-29-S3 | KILLARK | Drain & Breather, NEMA 4X, 1/2" NPT, MILD STEEL | CSA
3/4" NPT | TYPE 4X | Mild Steel | DPE-20-30-S3 | KILLARK | Drain & Breather, NEMA 4X, 3/4" NPT, MILD STEEL | CSA
M20 | TYPE 4X | Brass | DPE-10-04-S1 | KILLARK | Drain & Breather, NEMA 4X, M20, THREAD SIZE, BRASS | CSA
M25 | TYPE 4X | Brass | DPE-10-05-S1 | KILLARK | Drain & Breather, NEMA 4X, M25, THREAD SIZE, BRASS | CSA
1/2" NPT | TYPE 4X | Brass | DPE-10-29-S3 | KILLARK | Drain & Breather, NEMA 4X, 1/2" NPT, BRASS | CSA
3/4" NPT | TYPE 4X | Brass | DPE-10-30-S3 | KILLARK | Drain & Breather, NEMA 4X, 3/4" NPT, BRASS | CSA
M20 | TYPE 4X | Nickel Plated Brass | DPE-11-04-S1 | KILLARK | Drain & Breather, NEMA 4X, M20, THREAD SIZE, NICKEL PLATED BRASS | CSA
M25 | TYPE 4X | Nickel Plated Brass | DPE-11-05-S1 | KILLARK | Drain & Breather, NEMA 4X, M25, THREAD SIZE, NICKEL PLATED BRASS | CSA
1/2" NPT | TYPE 4X | Nickel Plated Brass | DPE-11-29-S3 | KILLARK | Drain & Breather, NEMA 4X, 1/2" NPT, NICKEL PLATED BRASS | CSA
3/4" NPT | TYPE 4X | Nickel Plated Brass | DPE-11-30-S3 | KILLARK | Drain & Breather, NEMA 4X, 3/4" NPT, NICKEL PLATED BRASS | CSA

## Power Suply -C
Manufacturer
PHOENIX CONTACT
Output Voltage
5V DC 12V DC 24V DC 48V DC
Output Current
5A 10A 20A 40A
Output Power
25W 30W 55W 60W 90W 100W 150W 240W 480W
Input Voltage
100 - 240 V AC
Input Frequency
60HZ
Certificate
CUL UL
Area Classification
General Purpose Hazardous Location
Mounting Location
DIN RAIL

## Relay-C
Manufacturer
PHOENIX RELAY
RELAY TYPE
ICE CUBE; SOLID STATE; POWER
FORM
3PDT; 4PDT; 4PST;6PST; DPDT; DPST; SPDT; SPST
INPUT VOLTAGE
12VAC; 12VDC; 24VAC; 24VDC; 10-125VDC; 102-132VAC; 120VAC; 230VAC;
Max. Switching Voltage
12VAC; 12VDC; 24VAC; 24VDC; 10-125VDC; 102-132VAC; 120VAC; 230VAC;
CURRENT RATINGS
6 A
AREA CLASSIFICATION
Class I, Div. 2
Certificate
CSA
Mounting
DIN Rail
OPERATION TEMP. MINIMUM
-20 °C
OPERATION TEMP. MAXIMUM
60 °C

## Relay-D
Mounting | Form | RELAY TYPE | Input Voltage | Max. Switching Voltage | Continuous Current | OPERATION TEMP. MINIMUM | OPERATION TEMP. MAXIMUM | STORAGE TEMP. MINIMUM | STORAGE TEMP. MAXIMUM | Weight kg | Height mm | Width mm | Depth mm | Part No. | Manufacturer | Description | Certificates | Certificates | Area Classification | CLASS, DIVISION | GAS GROUP | TEMP. CODE | Link | Key words: - Relay
DIN Rail | DPDT | ICE CUBE | 24 V DC | 250 V AC/DC | 6 A (at 24 V DC) | -20 °C | 60 °C | -40 °C | 85 °C |  | 80 | 14 | 94 | 2909509 | PHOENIX CONTACT | RELAY MODULE, DPDT, PLC-RSC- 24DC/21-21/EX, CLASS 1 DIV 2 | cUL | UL | Hazardous Location | Class I, Div. 2 | Groups A, B, C, D |  | https://www.phoenixcontact.com/online/portal/ca/?uri=pxc-oc-itemdetail:pid=2909509&library=caen&pcck=P-16-06-07-01&tab=1&selectedCategory=ALL
DIN Rail | DPDT | ICE CUBE | 24 V DC | 250 V AC/DC | 7 A (at 24 V DC) | -20 °C | 60 °C | -40 °C | 85 °C |  | 80 | 14 | 94 | 2980461 | PHOENIX CONTACT | RELAY MODULE, DPDT, PLC-RSC- 24DC/21-21/EX, CLASS 1 DIV 2 |  |  | Hazardous Location | Class I, Div. 2 | Groups A, B, C, D
DIN Rail | 7PST | ICE CUBE | 19.2 - 26.4 V AC/DC | 230 V AC/DC | 6 A (N/O), 3 A (N/C) | -20 °C | 55 °C | -40 °C | 85 °C |  | 114.5 | 22.5 | 99 | 2981402 | PHOENIX CONTACT
| SPDT | ICE CUBE | 120 V AC/110 V DC | 250 V AC/DC | 6 A (at 120/110 V AC/DC) | -20 °C | 60 °C | -40 °C | 85 °C |  | 80 | 6.2 | 94 | 2909525 | PHOENIX CONTACT |  |  |  | Hazardous Location | Class I, Div. 2 | Groups A, B, C, D
DIN Rail | 3PST | ICE CUBE | 20.4 - 26.4 V AC | 250 V AC/DC | 5 A (N/C), 100 mA (N/O) | -20 °C | 55 °C | -40 °C | 70 °C |  | 99 | 17.5 | 114.5 | 2986960 | PHOENIX CONTACT
| SPDT | ICE CUBE | 24 V DC | 250 V AC/DC | 6 A (at 24 V DC) | -40 °C | 85 °C | -40 °C | 85 °C |  | 28 | 5 | 15 | 2961105 | PHOENIX CONTACT | RELAY SPDT, 24V COIL, 250VAC @ 6A CONTACTS
DIN Rail | SPDT | ICE CUBE | 24 V DC |  |  | -40 °C | 60 °C | -40 °C | 85 °C |  | 80 | 6.2 | 94 | 2966016 | PHOENIX CONTACT | BASE RELAY PLC-BSC-24DC/21 (BASE ONLY)
DIN Rail | SPDT | ICE CUBE | 24 V DC | 250 V AC/DC | 6 A (at 24 V DC) | -40 °C | 60 °C | -40 °C | 85 °C |  | 80 | 6.2 | 94 | 2966171 | PHOENIX CONTACT | RELAY 24VDC/SPDT/6A (PLC-RSC-24DC/21) (2966016 BASE AND 2961105 RELAY MODULE)
DIN Rail | SPDT | ICE CUBE | 120 V AC/110 V DC | 250 V AC/DC | 6 A (at 120/110 V AC/DC) | -40 °C | 55 °C | -40 °C | 85 °C |  | 80 | 6.2 | 94 | 2966197 | PHOENIX CONTACT | RELAY 120VAC/SPDT/6A (PLC-RSC-120UC/21) (2966032 BASE AND 2961118 RELAY MODULE)
DIN Rail | 4 enabling current paths, 2 semiconductor alarm outputs | ICE CUBE | 24 V DC | 250 V AC/DC | 6 A (N/O), max. 100 mA (Alarm output (24 V DC)) | -20 °C | 45 °C | -25 °C | 85 °C |  | 112.2 | 22.5 | 114.5 | 2903260 | PHOENIX CONTACT | SIL 3 SAFETY RELAY, 24VDC, CLASS 1 DIV. 2 (PSR-SCP-24VDC/MXF4/4X1/2X2/B)
DIN Rail | SPDT | ICE CUBE | 24 V DC | 30 V AC/ 36 V DC | 50 mA | -40 °C | 60 °C | -40 °C | 85 °C |  | 80 | 6.2 | 94 | 2966265 | PHOENIX CONTACT | RELAY 24VDC/SPDT/6A (PLC-RSC-24VDC/21AU) (2966016 BASE AND 2961121 RELAY MODULE)
DIN Rail | SPDT | ICE CUBE | 120 V AC/110 V DC | 30 V AC/ 36 V DC | 50 mA | -40 °C | 55 °C | -40 °C | 85 °C |  | 80 | 6.2 | 94 | 2966281 | PHOENIX CONTACT | RELAY 120VAC/SPDT/6A (PLC-RSC-120UC/21AU) (2966032 BASE AND 2961134 RELAY MODULE)
| SPST-NO | ICE CUBE | 24 V DC |  | 3 A (at 24 V DC) | -25 °C | 60 °C | -25 °C | 70 °C |  | 28 | 5 | 15 | 2966595 | PHOENIX CONTACT | PLUG-IN MINIATURE SOLID-STATE RELAY, POWER SOLID-STATE RELAY, 1 N/O CONTACT, INPUT: 24 V DC, OUTPUT: 3 ... 33 V DC/3 A (OPT-24DC/24DC/2)
DIN Rail | SPST-NO | ICE CUBE | 24 V DC |  | 3 A (at 24 V DC) | -25 °C | 60 °C | -25 °C | 70 °C |  | 80 | 6.2 | 94 | 2966634 | PHOENIX CONTACT | SOLID STATE RELAY PLC-OSC-24DC/24DC/2
|  | ICE CUBE | [5 empty] | -40 °C | 85 °C |  | 80 | 2 | 94 | 2966841 | PHOENIX CONTACT | PLC RELAY SEPARATING PLATE
DIN Rail | DPDT | ICE CUBE | 24 V DC | 250 V AC/DC | 6 A (at 24 V DC) | -40 °C | 60 °C | -40 °C | 85 °C |  | 80 | 14 | 94 | 2967060 | PHOENIX CONTACT | RELAY PLC-RSC24DC/21 DPDT 24 VDC/6AMP
DIN Rail | DPDT | ICE CUBE | 120 V AC/110 V DC | 250 V AC/DC | 6 A (at 120/110 V AC/DC) | -40 °C | 60 °C | -40 °C | 85 °C |  | 80 | 14 | 94 | 2967086 | PHOENIX CONTACT | RELAY PLC-RSC-120UC/21-21 DPDT 120V 6A SCREW
DIN Rail | DPDT | ICE CUBE | 24 V DC | 30 V AC/ 36 V DC | 50 mA | -40 °C | 60 °C | -40 °C | 85 °C |  | 80 | 14 | 94 | 2967125 | PHOENIX CONTACT | RELAY 24VDC/DPDT/6A N.O. (PLC-RSC-24DC/21-21AU) (29667015 PLC-BSC-24DC/21-21 BASE AND 2961192 RELAY MODULE)
DIN Rail | SPDT | ICE CUBE | 24 V DC | 250 V AC/DC | 10 A, 6 A (value applies to connections 12. If connections 12 are bridged, the normal value applies.) | -40 °C | 60 °C | -40 °C | 85 °C |  | 80 | 14 | 94 | 2967620 | PHOENIX CONTACT | RELAY MODULE PLC-RSC-24DC/21HC, 24VDC COIL, 10A
DIN Rail | SPDT | ICE CUBE | 24 V AC/DC | 250 V AC/DC | 10 A (at 24 V AC/DC) | -40 °C | 60 °C | -40 °C | 85 °C |  | 80 | 14 | 94 | 2967633 | PHOENIX CONTACT | PLC-RSC-24UC/21HC - 24VAC/DC COIL. HIGH CURRENT RELAY 10A CONTINOUS 6A SWITCHING, SCREW CONNECTION
DIN Rail | 3PST | ICE CUBE |  | 250 V AC/DC | 6 A (N/O contact/N/C contact, high demand), 4 A (N/O contact, for low-demand applications) | -20 °C | 55 °C | -40 °C | 70 °C |  | 99 | 22.5 | 114.5 | PSR-SCP-24DC/ESP4/2X1/1X2 | PHOENIX CONTACT | SAFETY RELAY, 2NO, 1 ALARM CONTACT, SIL3, 24VDC
DIN Rail |  | ICE CUBE |  | 250 V AC/DC | 6 A (N/O contact), 6 A (N/C contact) | -20 °C | 55 °C | -40 °C | 70 °C |  | 99 | 22.5 | 114.5 | 2981033 | PHOENIX CONTACT | RELAY PSR-SCP-24UC/URM4/5X1/2X2/B
DIN Rail | DPST | ICE CUBE | 20.4 - 26.4 V DC | 250 V AC/DC | 5 A (N/O contact) | -20 °C | 55 °C | -40 °C | 70 °C |  | 99 | 17.5 | 114.5 | 2981978 | PHOENIX CONTACT | COUPLING RELAY FOR SIL 3 HIGH/LOW DEMAND APPLICATIONS, COUPLES DIGITAL OUTPUT SIGNALS TO THE PERIPHERY, 1 ENABLING CURRENT PATH, 1 SIGNAL CONTACT, MODULE FOR SAFE STATE OFF APPLICATIONS, TEST PULSE FILTER, FUSE, PLUG-IN SCREW CONNECTION
DIN Rail | 3PST | ICE CUBE | 20.4 - 26.4 V DC | 250 V AC/DC |  | -20 °C | 55 °C | -40 °C | 70 °C |  | 99 | 17.5 | 114.5 | 2986575 | PHOENIX CONTACT | SIL 2 SAFETY RATED INTERPOSING RELAY, MODEL NO. PSR-SCP-24DC/FSP2/2X1/1X2/
DIN Rail | SPDT | ICE CUBE | 24 V DC | 250 V AC/DC | 6 A (at 24 V DC) | -20 °C | 60 °C | -40 °C | 85 °C |  | 80 | 6.2 | 94 | 5603154 | PHOENIX CONTACT | RELAY 24 VDC SPDT PLC-RSC-24DC/21 C1D2
DIN Rail | SPDT | ICE CUBE | 120 V AC/110 V DC | 250 V AC/DC | 6 A (at 120/110 V AC/DC) | -20 °C | 60 °C | -40 °C | 85 °C |  | 80 | 6.2 | 94 | 5603157 | PHOENIX CONTACT | RELAY PLC-RSC-120UC/21 C1D2
DIN Rail |  | ICE CUBE | 24 V DC |  | 3 A (at 24 V DC) | -20 °C | 60 °C | -40 °C | 85 °C |  | 80 | 6.2 | 94 | 5603260 | PHOENIX CONTACT | PLUGIN MINIATURE SOLID STATE RELAY, INPUT: 24VDC, OUTPUT: 3-33 VDC/3A, UL/CUL; CLASS 1, DIV. 2
DIN Rail | DPST-NO/NC | ICE CUBE |  | 250 V AC/DC |  | -40 °C | 70 °C | -40 °C | 85 °C |  | 93.1 | 6.8 | 102.5 | 2700356 | PHOENIX CONTACT | COUPLING RELAY - PSR-PS20-1NO-1NC-24DC-SC
DIN Rail |  | ICE CUBE |  | 250 V AC/DC | 6 A (high demand), 4 A (low demand) | -40 °C | 70 °C | -40 °C | 85 °C |  | 93.1 | 6.8 | 102.5 | 2700398 | PHOENIX CONTACT | SIL 3 COUPLING RELAY, 24VDC, CLASS 1 DIV. 2 (PSR-PS40-1NO-1DO-24DC-SC)
DIN Rail |  | ICE CUBE |  | 250 V AC/DC | 6 A | -40 °C | 55 °C | -40 °C | 85 °C |  | 112.2 | 12.5 | 114.5 | 2700498 | PHOENIX CONTACT | SAFETY RELAY PSR-MC30-2NO-1DO-24DC-SC
DIN Rail |  | ICE CUBE |  | 250 V AC/DC | 6 A | -40 °C | 55 °C | -40 °C | 85 °C |  | 112.2 | 12.5 | 114.5 | 2700569 | PHOENIX CONTACT | SAFETY RELAY PSR-MC40-3NO-1DO-24DC-SC
DIN Rail |  | ICE CUBE |  |  | 6 A | -40 °C | 70 °C | -40 °C | 85 °C |  | 112.2 | 17.5 | 114.5 | 2700581 | PHOENIX CONTACT | SIL 3 COUPLING RELAY, 24VDC-230VAC, CLASS 1 DIV. 2 (PSR-PC32-2NO-1NC-24-230UC-SC)
DIN Rail |  | ICE CUBE |  |  |  | -40 °C | 70 °C | -40 °C | 85 °C |  | 112.2 | 12.5 | 114.5 | 2700588 | PHOENIX CONTACT | SIL 3 COUPLING RELAY, 24VDC, CLASS 1 DIV. 2 (PSR-PC40-2NO-1DO-24DC-SC)
DIN Rail |  | ICE CUBE |  |  |  | -40 °C | 70 °C | -40 °C | 85 °C |  | 116.6 | 12.5 | 114.5 | 2700589 | PHOENIX CONTACT | SIL 3 COUPLING RELAY, 24VDC, CLASS 1 DIV. 2 (PSR-PC40-2NO-1DO-24DC-SP)
DIN Rail |  | ICE CUBE |  |  |  | -40 °C | 70 °C | -40 °C | 85 °C |  | 93.1 | 6.8 | 102.5 | 2702524 | PHOENIX CONTACT | COUPLING RELAY - PSR-PS22-1NO-1NC-24VDC-SC
DIN Rail |  | ICE CUBE | 24 V DC | 250 V AC/DC | 6A (at 24 V DC) | -40 °C | 60 °C | -40 °C | 85 °C |  | 80 | 6.2 | 94 | 2900299 | PHOENIX CONTACT | RELAY PLC-RPT- 24DC/21
DIN Rail |  | ICE CUBE |  |  |  | -20 °C | 55 °C | -40 °C | 65 °C |  | 112.2 | 17.5 | 114.5 | 2904664 | PHOENIX CONTACT | SIL 3 COUPLING RELAY, 24VDC, CLASS 1 DIV. 2 (PSR-PC50-1NO-1DO-24DC-SC)
DIN Rail |  | ICE CUBE |  |  |  | -40 °C | 55 °C | -40 °C | 85 °C |  | 93.1 | 6.8 | 102.5 | 2904958 | PHOENIX CONTACT | SAFETY RELAY PSR-MS60-2NO-24DC-SC
DIN Rail |  | ICE CUBE | 24 V DC | 250 V AC/DC | 10 A (at 24 V DC) | -20 °C | 60 °C | -40 °C | 85 °C |  | 80 | 14 | 94 | 2909519 | PHOENIX CONTACT | RELAY MODULE - PLC-RSC-24DC/21HC/EX, 10A CONTACT, 24VDC INPUT CL1 DIV 2
DIN Rail |  | ICE CUBE | 24 V DC | 250 V AC/DC | 6 A (AT 24 V DC) | -20 °C | 60 °C | -40 °C | 85 °C |  | 80 | 6.2 | 94 | 2909524 | PHOENIX CONTACT | RELAY 24 VDC SPDT PLC-RSC-24DC/21/EX C1D2
[5 empty] | blanks = no data on website or unclear | [8 empty] | YELLOW | No longer available
Note on F2: [Threaded comment] Your version of Excel allows you to read this threaded comment; however, any edits to it will get removed if the file is opened in a newer version of Excel. Learn more: https://go.microsoft.com/fwlink/?linkid=870924 Comment: There are many options for max loading at different voltages; not sure the best way to show this
Note on G2: [Threaded comment] Your version of Excel allows you to read this threaded comment; however, any edits to it will get removed if the file is opened in a newer version of Excel. Learn more: https://go.microsoft.com/fwlink/?linkid=870924 Comment: Use UL rating parameter; ATEX/IECEx is for European

## Pilot Light -C
Manufacturer
ALLEN BRADLEY
INPUT VOLTAGE
5V DC 12V DC 24V DC 12V AC 24V AC 110V DC 120V AC 220V AC
LIGHT COLOR
RED GREEN YELLOW GREEN BLUE CLEAR
VOLTAGE REGULATION
FULL VOLTAGE TRANSFORMER
OPERATOR SIZE
25 mm 32 mm 41 mm 36 mm
Certificate
CUL CSA UL
Area Classification
General Purpose Hazardous Location
Mounting Location
DIN RAIL

## Pilot Light-D
Mounting | PUSH-TO-TEST | NEMA TYPE | Input Voltage Min. V | Input Voltage Maz. V | AC | DC | Color | OPERATION TEMP. MINIMUM °C | OPERATION TEMP. MAXIMUM °C | STORAGE TEMP. MINIMUM °C | STORAGE TEMP. MAXIMUM °C | Weight kg | Height mm | Width mm | Depth mm | Part No. | Manufacturer | Description | Certificates | Certificates | Area Classification | Class, Division | Gas Groups | Temp. Code | Link | Key words: - Light - Panel Light
PANEL MOUNT | No | TYPE 4/13 | 12 | 130 | yes | yes | Amber | -40 | 55 | -40 | 85 | 0.14 | 48.4 | 46 | 84 | 800T-QH2A | ALLEN-BRADLEY | PILOT LIGHT, METAL, TYPE 4/13, FULL VOLTAGE/UNIVERSAL, LED 12…130V AC/DC, AMBER, STANDARD 1 N.O., 1 N.C. |  |  | General Purpose | N/A | N/A | N/A | See datasheets
PANEL MOUNT | No | TYPE 4/13 | 12 | 130 | yes | yes | Blue | -40 | 55 | -40 | 85 | 0.14 | 48.4 | 46 | 84 | 800T-QH2B | ALLEN-BRADLEY | PILOT LIGHT, METAL, TYPE 4/13, FULL VOLTAGE/UNIVERSAL, LED 12…130V AC/DC, BLUE, STANDARD 1 N.O., 1 N.C. |  |  | General Purpose | N/A | N/A | N/A
PANEL MOUNT | No | TYPE 4/13 | 12 | 130 | yes | yes | N/A | -40 | 55 | -40 | 85 | 0.14 | 48.4 | 46 | 84 | 800T-QH2C | ALLEN-BRADLEY | PILOT LIGHT, METAL, TYPE 4/13, FULL VOLTAGE/UNIVERSAL, LED 12…130V AC/DC, CLEAR, STANDARD 1 N.O., 1 N.C. |  |  | General Purpose | N/A | N/A | N/A
PANEL MOUNT | No | TYPE 4/13 | 12 | 130 | yes | yes | N/A | -40 | 55 | -40 | 85 | 0.14 | 48.4 | 46 | 84 | 800T-QH2G | ALLEN-BRADLEY | PILOT LIGHT, METAL, TYPE 4/13, FULL VOLTAGE/UNIVERSAL, LED 12…130V AC/DC, GREEN, STANDARD 1 N.O., 1 N.C. |  |  | General Purpose | N/A | N/A | N/A
PANEL MOUNT | No | TYPE 4/13 | 12 | 130 | yes | yes | N/A | -40 | 55 | -40 | 85 | 0.14 | 48.4 | 46 | 84 | 800T-QH2R | ALLEN-BRADLEY | PILOT LIGHT, METAL, TYPE 4/13, FULL VOLTAGE/UNIVERSAL, LED 12…130V AC/DC, RED, STANDARD 1 N.O., 1 N.C. |  |  | General Purpose | N/A | N/A | N/A
PANEL MOUNT | No | TYPE 4/13 | 12 | 130 | yes | yes | N/A | -40 | 55 | -40 | 85 | 0.14 | 48.4 | 46 | 84 | 800T-QH2W | ALLEN-BRADLEY | PILOT LIGHT, METAL, TYPE 4/13, FULL VOLTAGE/UNIVERSAL, LED 12…130V AC/DC, WHITE, STANDARD 1 N.O., 1 N.C. |  |  | General Purpose | N/A | N/A | N/A
PANEL MOUNT | No | TYPE 4/13 | 24 | 24 | yes | yes | N/A | -40 | 55 | -40 | 85 | 0.14 | 48.4 | 46 | 84 | 800T-QH24A | ALLEN-BRADLEY | PILOT LIGHT, METAL, TYPE 4/13, FULL VOLTAGE/UNIVERSAL, 24V AC/DC, AMBER, STANDARD 1 N.O., 1 N.C. |  |  | General Purpose | N/A | N/A | N/A
PANEL MOUNT | No | TYPE 4/13 | 24 | 24 | yes | yes | N/A | -40 | 55 | -40 | 85 | 0.14 | 48.4 | 46 | 84 | 800T-QH24B | ALLEN-BRADLEY | PILOT LIGHT, METAL, TYPE 4/13, FULL VOLTAGE/UNIVERSAL, 24V AC/DC, BLUE, STANDARD 1 N.O., 1 N.C. |  |  | General Purpose | N/A | N/A | N/A
PANEL MOUNT | No | TYPE 4/13 | 24 | 24 | yes | yes | N/A | -40 | 55 | -40 | 85 | 0.14 | 48.4 | 46 | 84 | 800T-QH24C | ALLEN-BRADLEY | PILOT LIGHT, METAL, TYPE 4/13, FULL VOLTAGE/UNIVERSAL, 24V AC/DC, CLEAR, STANDARD 1 N.O., 1 N.C. |  |  | General Purpose | N/A | N/A | N/A
PANEL MOUNT | No | TYPE 4/13 | 24 | 24 | yes | yes | N/A | -40 | 55 | -40 | 85 | 0.14 | 48.4 | 46 | 84 | 800T-QH24G | ALLEN-BRADLEY | PILOT LIGHT, METAL, TYPE 4/13, FULL VOLTAGE/UNIVERSAL, 24V AC/DC, GREEN, STANDARD 1 N.O., 1 N.C. |  |  | General Purpose | N/A | N/A | N/A
PANEL MOUNT | No | TYPE 4/13 | 24 | 24 | yes | yes | N/A | -40 | 55 | -40 | 85 | 0.14 | 48.4 | 46 | 84 | 800T-QH24R | ALLEN-BRADLEY | PILOT LIGHT, METAL, TYPE 4/13, FULL VOLTAGE/UNIVERSAL, 24V AC/DC, RED, STANDARD 1 N.O., 1 N.C. |  |  | General Purpose | N/A | N/A | N/A
PANEL MOUNT | No | TYPE 4/13 | 24 | 24 | yes | yes | N/A | -40 | 55 | -40 | 85 | 0.14 | 48.4 | 46 | 84 | 800T-QH24W | ALLEN-BRADLEY | PILOT LIGHT, METAL, TYPE 4/13, FULL VOLTAGE/UNIVERSAL, 24V AC/DC, WHITE, STANDARD 1 N.O., 1 N.C. |  |  | General Purpose | N/A | N/A | N/A
PANEL MOUNT | Yes | TYPE 4/13 | 12 | 130 | yes | yes | N/A | -40 | 55 | -40 | 85 | 0.14 | 48.4 | 46 | 84 | 800T-QTH2A | ALLEN-BRADLEY | PILOT LIGHT, METAL, TYPE 4/13, FULL VOLTAGE/UNIVERSAL, PUSH-TO-TEST, LED 12…130V AC/DC, AMBER, STANDARD 1 N.O., 1 N.C. |  |  | General Purpose | N/A | N/A | N/A
PANEL MOUNT | Yes | TYPE 4/13 | 12 | 130 | yes | yes | N/A | -40 | 55 | -40 | 85 | 0.14 | 48.4 | 46 | 84 | 800T-QTH2B | ALLEN-BRADLEY | PILOT LIGHT, METAL, TYPE 4/13, FULL VOLTAGE/UNIVERSAL, PUSH-TO-TEST, LED 12…130V AC/DC, BLUE, STANDARD 1 N.O., 1 N.C. |  |  | General Purpose | N/A | N/A | N/A
PANEL MOUNT | Yes | TYPE 4/13 | 12 | 130 | yes | yes | N/A | -40 | 55 | -40 | 85 | 0.14 | 48.4 | 46 | 84 | 800T-QTH2C | ALLEN-BRADLEY | PILOT LIGHT, METAL, TYPE 4/13, FULL VOLTAGE/UNIVERSAL, PUSH-TO-TEST, LED 12…130V AC/DC, CLEAR, STANDARD 1 N.O., 1 N.C. |  |  | General Purpose | N/A | N/A | N/A
PANEL MOUNT | Yes | TYPE 4/13 | 12 | 130 | yes | yes | N/A | -40 | 55 | -40 | 85 | 0.14 | 48.4 | 46 | 84 | 800T-QTH2G | ALLEN-BRADLEY | PILOT LIGHT, METAL, TYPE 4/13, FULL VOLTAGE/UNIVERSAL, PUSH-TO-TEST, LED 12…130V AC/DC, GREEN, STANDARD 1 N.O., 1 N.C. |  |  | General Purpose | N/A | N/A | N/A
PANEL MOUNT | Yes | TYPE 4/13 | 12 | 130 | yes | yes | N/A | -40 | 55 | -40 | 85 | 0.14 | 48.4 | 46 | 84 | 800T-QTH2R | ALLEN-BRADLEY | PILOT LIGHT, METAL, TYPE 4/13, FULL VOLTAGE/UNIVERSAL, PUSH-TO-TEST, LED 12…130V AC/DC, RED, STANDARD 1 N.O., 1 N.C. |  |  | General Purpose | N/A | N/A | N/A
PANEL MOUNT | Yes | TYPE 4/13 | 12 | 130 | yes | yes | N/A | -40 | 55 | -40 | 85 | 0.14 | 48.4 | 46 | 84 | 800T-QTH2W | ALLEN-BRADLEY | PILOT LIGHT, METAL, TYPE 4/13, FULL VOLTAGE/UNIVERSAL, PUSH-TO-TEST, LED 12…130V AC/DC, WHITE, STANDARD 1 N.O., 1 N.C. |  |  | General Purpose | N/A | N/A | N/A
PANEL MOUNT | No | TYPE 4/4X/13 | 12 | 130 | yes | yes | N/A | -40 | 55 | -40 | 85 | 0.14 | 48.4 | 46 | 84 | 800H-QRH2A | ALLEN-BRADLEY | PILOT LIGHT, PLASTIC, TYPE 4/4X/13, FULL VOLTAGE/UNIVERSAL, LED 12…130V AC/DC, AMBER, STANDARD 1 N.O., 1 N.C. |  |  | General Purpose | N/A | N/A | N/A
PANEL MOUNT | No | TYPE 4/4X/13 | 12 | 130 | yes | yes | N/A | -40 | 55 | -40 | 85 | 0.14 | 48.4 | 46 | 84 | 800H-QRH2B | ALLEN-BRADLEY | PILOT LIGHT, PLASTIC, TYPE 4/4X/13, FULL VOLTAGE/UNIVERSAL, LED 12…130V AC/DC, BLUE, STANDARD 1 N.O., 1 N.C. |  |  | General Purpose | N/A | N/A | N/A
PANEL MOUNT | No | TYPE 4/4X/13 | 12 | 130 | yes | yes | N/A | -40 | 55 | -40 | 85 | 0.14 | 48.4 | 46 | 84 | 800H-QRH2C | ALLEN-BRADLEY | PILOT LIGHT, PLASTIC, TYPE 4/4X/13, FULL VOLTAGE/UNIVERSAL, LED 12…130V AC/DC, CLEAR, STANDARD 1 N.O., 1 N.C. |  |  | General Purpose | N/A | N/A | N/A
PANEL MOUNT | No | TYPE 4/4X/13 | 12 | 130 | yes | yes | N/A | -40 | 55 | -40 | 85 | 0.14 | 48.4 | 46 | 84 | 800H-QRH2G | ALLEN-BRADLEY | PILOT LIGHT, PLASTIC, TYPE 4/4X/13, FULL VOLTAGE/UNIVERSAL, LED 12…130V AC/DC, GREEN, STANDARD 1 N.O., 1 N.C. |  |  | General Purpose | N/A | N/A | N/A
PANEL MOUNT | No | TYPE 4/4X/13 | 12 | 130 | yes | yes | N/A | -40 | 55 | -40 | 85 | 0.14 | 48.4 | 46 | 84 | 800H-QRH2R | ALLEN-BRADLEY | PILOT LIGHT, PLASTIC, TYPE 4/4X/13, FULL VOLTAGE/UNIVERSAL, LED 12…130V AC/DC, RED, STANDARD 1 N.O., 1 N.C. |  |  | General Purpose | N/A | N/A | N/A
PANEL MOUNT | No | TYPE 4/4X/13 | 12 | 130 | yes | yes | N/A | -40 | 55 | -40 | 85 | 0.14 | 48.4 | 46 | 84 | 800H-QRH2W | ALLEN-BRADLEY | PILOT LIGHT, PLASTIC, TYPE 4/4X/13, FULL VOLTAGE/UNIVERSAL, LED 12…130V AC/DC, WHITE, STANDARD 1 N.O., 1 N.C. |  |  | General Purpose | N/A | N/A | N/A
PANEL MOUNT | No | TYPE 4/4X/13 | 24 | 24 | yes | yes | N/A | -40 | 55 | -40 | 85 | 0.14 | 48.4 | 46 | 84 | 800H-QRH24A | ALLEN-BRADLEY | PILOT LIGHT, PLASTIC, TYPE 4/4X/13, FULL VOLTAGE/UNIVERSAL, 24V AC/DC, AMBER, STANDARD 1 N.O., 1 N.C. |  |  | General Purpose | N/A | N/A | N/A
PANEL MOUNT | No | TYPE 4/4X/13 | 24 | 24 | yes | yes | N/A | -40 | 55 | -40 | 85 | 0.14 | 48.4 | 46 | 84 | 800H-QRH24B | ALLEN-BRADLEY | PILOT LIGHT, PLASTIC, TYPE 4/4X/13, FULL VOLTAGE/UNIVERSAL, 24V AC/DC, BLUE, STANDARD 1 N.O., 1 N.C. |  |  | General Purpose | N/A | N/A | N/A
PANEL MOUNT | No | TYPE 4/4X/13 | 24 | 24 | yes | yes | N/A | -40 | 55 | -40 | 85 | 0.14 | 48.4 | 46 | 84 | 800H-QRH24C | ALLEN-BRADLEY | PILOT LIGHT, PLASTIC, TYPE 4/4X/13, FULL VOLTAGE/UNIVERSAL, 24V AC/DC, CLEAR, STANDARD 1 N.O., 1 N.C. |  |  | General Purpose | N/A | N/A | N/A
PANEL MOUNT | No | TYPE 4/4X/13 | 24 | 24 | yes | yes | N/A | -40 | 55 | -40 | 85 | 0.14 | 48.4 | 46 | 84 | 800H-QRH24G | ALLEN-BRADLEY | PILOT LIGHT, PLASTIC, TYPE 4/4X/13, FULL VOLTAGE/UNIVERSAL, 24V AC/DC, GREEN, STANDARD 1 N.O., 1 N.C. |  |  | General Purpose | N/A | N/A | N/A
PANEL MOUNT | No | TYPE 4/4X/13 | 24 | 24 | yes | yes | N/A | -40 | 55 | -40 | 85 | 0.14 | 48.4 | 46 | 84 | 800H-QRH24R | ALLEN-BRADLEY | PILOT LIGHT, PLASTIC, TYPE 4/4X/13, FULL VOLTAGE/UNIVERSAL, 24V AC/DC, RED, STANDARD 1 N.O., 1 N.C. |  |  | General Purpose | N/A | N/A | N/A
PANEL MOUNT | No | TYPE 4/4X/13 | 24 | 24 | yes | yes | N/A | -40 | 55 | -40 | 85 | 0.14 | 48.4 | 46 | 84 | 800H-QRH24W | ALLEN-BRADLEY | PILOT LIGHT, PLASTIC, TYPE 4/4X/13, FULL VOLTAGE/UNIVERSAL, 24V AC/DC, WHITE, STANDARD 1 N.O., 1 N.C. |  |  | General Purpose | N/A | N/A | N/A
PANEL MOUNT | Yes | TYPE 4/4X/13 | 12 | 130 | yes | yes | N/A | -40 | 55 | -40 | 85 | 0.14 | 48.4 | 46 | 84 | 800H-QRTH2A | ALLEN-BRADLEY | PILOT LIGHT, PLASTIC, TYPE 4/4X/13, FULL VOLTAGE/UNIVERSAL, PUSH-TO-TEST, LED 12…130V AC/DC, AMBER, STANDARD 1 N.O., 1 N.C. |  |  | General Purpose | N/A | N/A | N/A
PANEL MOUNT | Yes | TYPE 4/4X/13 | 12 | 130 | yes | yes | N/A | -40 | 55 | -40 | 85 | 0.14 | 48.4 | 46 | 84 | 800H-QRTH2B | ALLEN-BRADLEY | PILOT LIGHT, PLASTIC, TYPE 4/4X/13, FULL VOLTAGE/UNIVERSAL, PUSH-TO-TEST, LED 12…130V AC/DC, BLUE, STANDARD 1 N.O., 1 N.C. |  |  | General Purpose | N/A | N/A | N/A
PANEL MOUNT | Yes | TYPE 4/4X/13 | 12 | 130 | yes | yes | N/A | -40 | 55 | -40 | 85 | 0.14 | 48.4 | 46 | 84 | 800H-QRTH2C | ALLEN-BRADLEY | PILOT LIGHT, PLASTIC, TYPE 4/4X/13, FULL VOLTAGE/UNIVERSAL, PUSH-TO-TEST, LED 12…130V AC/DC, CLEAR, STANDARD 1 N.O., 1 N.C. |  |  | General Purpose | N/A | N/A | N/A
PANEL MOUNT | Yes | TYPE 4/4X/13 | 12 | 130 | yes | yes | N/A | -40 | 55 | -40 | 85 | 0.14 | 48.4 | 46 | 84 | 800H-QRTH2G | ALLEN-BRADLEY | PILOT LIGHT, PLASTIC, TYPE 4/4X/13, FULL VOLTAGE/UNIVERSAL, PUSH-TO-TEST, LED 12…130V AC/DC, GREEN, STANDARD 1 N.O., 1 N.C. |  |  | General Purpose | N/A | N/A | N/A
PANEL MOUNT | Yes | TYPE 4/4X/13 | 12 | 130 | yes | yes | N/A | -40 | 55 | -40 | 85 | 0.14 | 48.4 | 46 | 84 | 800H-QRTH2R | ALLEN-BRADLEY | PILOT LIGHT, PLASTIC, TYPE 4/4X/13, FULL VOLTAGE/UNIVERSAL, PUSH-TO-TEST, LED 12…130V AC/DC, RED, STANDARD 1 N.O., 1 N.C. |  |  | General Purpose | N/A | N/A | N/A
PANEL MOUNT | Yes | TYPE 4/4X/13 | 12 | 130 | yes | yes | N/A | -40 | 55 | -40 | 85 | 0.14 | 48.4 | 46 | 84 | 800H-QRTH2W | ALLEN-BRADLEY | PILOT LIGHT, PLASTIC, TYPE 4/4X/13, FULL VOLTAGE/UNIVERSAL, PUSH-TO-TEST, LED 12…130V AC/DC, WHITE, STANDARD 1 N.O., 1 N.C. |  |  | General Purpose | N/A | N/A | N/A
PANEL MOUNT | No | TYPE 4/13 | 12 | 130 | yes | yes | N/A | -40 | 55 | -40 | 85 | 0.14 | 48.4 | 46 | 84 | 800T-QH2AAP | ALLEN-BRADLEY | PILOT LIGHT, METAL, TYPE 4/13, FULL VOLTAGE/UNIVERSAL, LED 12…130V AC/DC, AMBER, SEALED SWITCH 1 N.O., 1 N.C. |  |  | Hazardous Location
PANEL MOUNT | No | TYPE 4/13 | 12 | 130 | yes | yes | N/A | -40 | 55 | -40 | 85 | 0.14 | 48.4 | 46 | 84 | 800T-QH2BAP | ALLEN-BRADLEY | PILOT LIGHT, METAL, TYPE 4/13, FULL VOLTAGE/UNIVERSAL, LED 12…130V AC/DC, BLUE, SEALED SWTICH 1 N.O., 1 N.C. |  |  | Hazardous Location
PANEL MOUNT | No | TYPE 4/13 | 12 | 130 | yes | yes | N/A | -40 | 55 | -40 | 85 | 0.14 | 48.4 | 46 | 84 | 800T-QH2CAP | ALLEN-BRADLEY | PILOT LIGHT, METAL, TYPE 4/13, FULL VOLTAGE/UNIVERSAL, LED 12…130V AC/DC, CLEAR, SEALED SWTICH 1 N.O., 1 N.C. |  |  | Hazardous Location
PANEL MOUNT | No | TYPE 4/13 | 12 | 130 | yes | yes | N/A | -40 | 55 | -40 | 85 | 0.14 | 48.4 | 46 | 84 | 800T-QH2GAP | ALLEN-BRADLEY | PILOT LIGHT, METAL, TYPE 4/13, FULL VOLTAGE/UNIVERSAL, LED 12…130V AC/DC, GREEN, SEALED SWTICH 1 N.O., 1 N.C. |  |  | Hazardous Location
PANEL MOUNT | No | TYPE 4/13 | 12 | 130 | yes | yes | N/A | -40 | 55 | -40 | 85 | 0.14 | 48.4 | 46 | 84 | 800T-QH2RAP | ALLEN-BRADLEY | PILOT LIGHT, METAL, TYPE 4/13, FULL VOLTAGE/UNIVERSAL, LED 12…130V AC/DC, RED, SEALED SWTICH 1 N.O., 1 N.C. |  |  | Hazardous Location
PANEL MOUNT | No | TYPE 4/13 | 12 | 130 | yes | yes | N/A | -40 | 55 | -40 | 85 | 0.14 | 48.4 | 46 | 84 | 800T-QH2WAP | ALLEN-BRADLEY | PILOT LIGHT, METAL, TYPE 4/13, FULL VOLTAGE/UNIVERSAL, LED 12…130V AC/DC, WHITE, SEALED SWTICH 1 N.O., 1 N.C. |  |  | Hazardous Location
PANEL MOUNT | No | TYPE 4/13 | 24 | 24 | yes | yes | N/A | -40 | 55 | -40 | 85 | 0.14 | 48.4 | 46 | 84 | 800T-QH24AAP | ALLEN-BRADLEY | PILOT LIGHT, METAL, TYPE 4/13, FULL VOLTAGE/UNIVERSAL, 24V AC/DC, AMBER, SEALED SWTICH 1 N.O., 1 N.C. |  |  | Hazardous Location
PANEL MOUNT | No | TYPE 4/13 | 24 | 24 | yes | yes | N/A | -40 | 55 | -40 | 85 | 0.14 | 48.4 | 46 | 84 | 800T-QH24BAP | ALLEN-BRADLEY | PILOT LIGHT, METAL, TYPE 4/13, FULL VOLTAGE/UNIVERSAL, 24V AC/DC, BLUE, SEALED SWTICH 1 N.O., 1 N.C. |  |  | Hazardous Location
PANEL MOUNT | No | TYPE 4/13 | 24 | 24 | yes | yes | N/A | -40 | 55 | -40 | 85 | 0.14 | 48.4 | 46 | 84 | 800T-QH24CAP | ALLEN-BRADLEY | PILOT LIGHT, METAL, TYPE 4/13, FULL VOLTAGE/UNIVERSAL, 24V AC/DC, CLEAR, SEALED SWTICH 1 N.O., 1 N.C. |  |  | Hazardous Location
PANEL MOUNT | No | TYPE 4/13 | 24 | 24 | yes | yes | N/A | -40 | 55 | -40 | 85 | 0.14 | 48.4 | 46 | 84 | 800T-QH24GAP | ALLEN-BRADLEY | PILOT LIGHT, METAL, TYPE 4/13, FULL VOLTAGE/UNIVERSAL, 24V AC/DC, GREEN, SEALED SWTICH 1 N.O., 1 N.C. |  |  | Hazardous Location
PANEL MOUNT | No | TYPE 4/13 | 24 | 24 | yes | yes | N/A | -40 | 55 | -40 | 85 | 0.14 | 48.4 | 46 | 84 | 800T-QH24RAP | ALLEN-BRADLEY | PILOT LIGHT, METAL, TYPE 4/13, FULL VOLTAGE/UNIVERSAL, 24V AC/DC, RED, SEALED SWTICH 1 N.O., 1 N.C. |  |  | Hazardous Location
PANEL MOUNT | No | TYPE 4/13 | 24 | 24 | yes | yes | N/A | -40 | 55 | -40 | 85 | 0.14 | 48.4 | 46 | 84 | 800T-QH24WAP | ALLEN-BRADLEY | PILOT LIGHT, METAL, TYPE 4/13, FULL VOLTAGE/UNIVERSAL, 24V AC/DC, WHITE, SEALED SWTICH 1 N.O., 1 N.C. |  |  | Hazardous Location
PANEL MOUNT | Yes | TYPE 4/13 | 12 | 130 | yes | yes | N/A | -40 | 55 | -40 | 85 | 0.14 | 48.4 | 46 | 84 | 800T-QTH2AAP | ALLEN-BRADLEY | PILOT LIGHT, METAL, TYPE 4/13, FULL VOLTAGE/UNIVERSAL, PUSH-TO-TEST, LED 12…130V AC/DC, AMBER, SEALED SWTICH 1 N.O., 1 N.C. |  |  | Hazardous Location
PANEL MOUNT | Yes | TYPE 4/13 | 12 | 130 | yes | yes | N/A | -40 | 55 | -40 | 85 | 0.14 | 48.4 | 46 | 84 | 800T-QTH2BAP | ALLEN-BRADLEY | PILOT LIGHT, METAL, TYPE 4/13, FULL VOLTAGE/UNIVERSAL, PUSH-TO-TEST, LED 12…130V AC/DC, BLUE, SEALED SWTICH 1 N.O., 1 N.C. |  |  | Hazardous Location
PANEL MOUNT | Yes | TYPE 4/13 | 12 | 130 | yes | yes | N/A | -40 | 55 | -40 | 85 | 0.14 | 48.4 | 46 | 84 | 800T-QTH2CAP | ALLEN-BRADLEY | PILOT LIGHT, METAL, TYPE 4/13, FULL VOLTAGE/UNIVERSAL, PUSH-TO-TEST, LED 12…130V AC/DC, CLEAR, SEALED SWTICH 1 N.O., 1 N.C. |  |  | Hazardous Location
PANEL MOUNT | Yes | TYPE 4/13 | 12 | 130 | yes | yes | N/A | -40 | 55 | -40 | 85 | 0.14 | 48.4 | 46 | 84 | 800T-QTH2GAP | ALLEN-BRADLEY | PILOT LIGHT, METAL, TYPE 4/13, FULL VOLTAGE/UNIVERSAL, PUSH-TO-TEST, LED 12…130V AC/DC, GREEN, SEALED SWTICH 1 N.O., 1 N.C. |  |  | Hazardous Location
PANEL MOUNT | Yes | TYPE 4/13 | 12 | 130 | yes | yes | N/A | -40 | 55 | -40 | 85 | 0.14 | 48.4 | 46 | 84 | 800T-QTH2RAP | ALLEN-BRADLEY | PILOT LIGHT, METAL, TYPE 4/13, FULL VOLTAGE/UNIVERSAL, PUSH-TO-TEST, LED 12…130V AC/DC, RED, SEALED SWTICH 1 N.O., 1 N.C. |  |  | Hazardous Location
PANEL MOUNT | Yes | TYPE 4/13 | 12 | 130 | yes | yes | N/A | -40 | 55 | -40 | 85 | 0.14 | 48.4 | 46 | 84 | 800T-QTH2WAP | ALLEN-BRADLEY | PILOT LIGHT, METAL, TYPE 4/13, FULL VOLTAGE/UNIVERSAL, PUSH-TO-TEST, LED 12…130V AC/DC, WHITE, SEALED SWTICH 1 N.O., 1 N.C. |  |  | Hazardous Location
PANEL MOUNT | No | TYPE 4/4X/13 | 12 | 130 | yes | yes | N/A | -40 | 55 | -40 | 85 | 0.14 | 48.4 | 46 | 84 | 800H-QRH2AAP | ALLEN-BRADLEY | PILOT LIGHT, PLASTIC, TYPE 4/4X/13, FULL VOLTAGE/UNIVERSAL, LED 12…130V AC/DC, AMBER, SEALED SWTICH 1 N.O., 1 N.C. |  |  | Hazardous Location
PANEL MOUNT | No | TYPE 4/4X/13 | 12 | 130 | yes | yes | N/A | -40 | 55 | -40 | 85 | 0.14 | 48.4 | 46 | 84 | 800H-QRH2BAP | ALLEN-BRADLEY | PILOT LIGHT, PLASTIC, TYPE 4/4X/13, FULL VOLTAGE/UNIVERSAL, LED 12…130V AC/DC, BLUE, SEALED SWTICH 1 N.O., 1 N.C. |  |  | Hazardous Location
PANEL MOUNT | No | TYPE 4/4X/13 | 12 | 130 | yes | yes | N/A | -40 | 55 | -40 | 85 | 0.14 | 48.4 | 46 | 84 | 800H-QRH2CAP | ALLEN-BRADLEY | PILOT LIGHT, PLASTIC, TYPE 4/4X/13, FULL VOLTAGE/UNIVERSAL, LED 12…130V AC/DC, CLEAR, SEALED SWTICH 1 N.O., 1 N.C. |  |  | Hazardous Location
PANEL MOUNT | No | TYPE 4/4X/13 | 12 | 130 | yes | yes | N/A | -40 | 55 | -40 | 85 | 0.14 | 48.4 | 46 | 84 | 800H-QRH2GAP | ALLEN-BRADLEY | PILOT LIGHT, PLASTIC, TYPE 4/4X/13, FULL VOLTAGE/UNIVERSAL, LED 12…130V AC/DC, GREEN, SEALED SWTICH 1 N.O., 1 N.C. |  |  | Hazardous Location
PANEL MOUNT | No | TYPE 4/4X/13 | 12 | 130 | yes | yes | N/A | -40 | 55 | -40 | 85 | 0.14 | 48.4 | 46 | 84 | 800H-QRH2RAP | ALLEN-BRADLEY | PILOT LIGHT, PLASTIC, TYPE 4/4X/13, FULL VOLTAGE/UNIVERSAL, LED 12…130V AC/DC, RED, SEALED SWTICH 1 N.O., 1 N.C. |  |  | Hazardous Location
PANEL MOUNT | No | TYPE 4/4X/13 | 12 | 130 | yes | yes | N/A | -40 | 55 | -40 | 85 | 0.14 | 48.4 | 46 | 84 | 800H-QRH2WAP | ALLEN-BRADLEY | PILOT LIGHT, PLASTIC, TYPE 4/4X/13, FULL VOLTAGE/UNIVERSAL, LED 12…130V AC/DC, WHITE, SEALED SWTICH 1 N.O., 1 N.C. |  |  | Hazardous Location
PANEL MOUNT | No | TYPE 4/4X/13 | 24 | 24 | yes | yes | N/A | -40 | 55 | -40 | 85 | 0.14 | 48.4 | 46 | 84 | 800H-QRH24AAP | ALLEN-BRADLEY | PILOT LIGHT, PLASTIC, TYPE 4/4X/13, FULL VOLTAGE/UNIVERSAL, 24V AC/DC, AMBER, SEALED SWTICH 1 N.O., 1 N.C. |  |  | Hazardous Location
PANEL MOUNT | No | TYPE 4/4X/13 | 24 | 24 | yes | yes | N/A | -40 | 55 | -40 | 85 | 0.14 | 48.4 | 46 | 84 | 800H-QRH24BAP | ALLEN-BRADLEY | PILOT LIGHT, PLASTIC, TYPE 4/4X/13, FULL VOLTAGE/UNIVERSAL, 24V AC/DC, BLUE, SEALED SWTICH 1 N.O., 1 N.C. |  |  | Hazardous Location
PANEL MOUNT | No | TYPE 4/4X/13 | 24 | 24 | yes | yes | N/A | -40 | 55 | -40 | 85 | 0.14 | 48.4 | 46 | 84 | 800H-QRH24CAP | ALLEN-BRADLEY | PILOT LIGHT, PLASTIC, TYPE 4/4X/13, FULL VOLTAGE/UNIVERSAL, 24V AC/DC, CLEAR, SEALED SWTICH 1 N.O., 1 N.C. |  |  | Hazardous Location
PANEL MOUNT | No | TYPE 4/4X/13 | 24 | 24 | yes | yes | N/A | -40 | 55 | -40 | 85 | 0.14 | 48.4 | 46 | 84 | 800H-QRH24GAP | ALLEN-BRADLEY | PILOT LIGHT, PLASTIC, TYPE 4/4X/13, FULL VOLTAGE/UNIVERSAL, 24V AC/DC, GREEN, SEALED SWTICH 1 N.O., 1 N.C. |  |  | Hazardous Location
PANEL MOUNT | No | TYPE 4/4X/13 | 24 | 24 | yes | yes | N/A | -40 | 55 | -40 | 85 | 0.14 | 48.4 | 46 | 84 | 800H-QRH24RAP | ALLEN-BRADLEY | PILOT LIGHT, PLASTIC, TYPE 4/4X/13, FULL VOLTAGE/UNIVERSAL, 24V AC/DC, RED, SEALED SWTICH 1 N.O., 1 N.C. |  |  | Hazardous Location
PANEL MOUNT | No | TYPE 4/4X/13 | 24 | 24 | yes | yes | N/A | -40 | 55 | -40 | 85 | 0.14 | 48.4 | 46 | 84 | 800H-QRH24WAP | ALLEN-BRADLEY | PILOT LIGHT, PLASTIC, TYPE 4/4X/13, FULL VOLTAGE/UNIVERSAL, 24V AC/DC, WHITE, SEALED SWTICH 1 N.O., 1 N.C. |  |  | Hazardous Location
PANEL MOUNT | Yes | TYPE 4/4X/13 | 12 | 130 | yes | yes | N/A | -40 | 55 | -40 | 85 | 0.14 | 48.4 | 46 | 84 | 800H-QRTH2AAP | ALLEN-BRADLEY | PILOT LIGHT, PLASTIC, TYPE 4/4X/13, FULL VOLTAGE/UNIVERSAL, PUSH-TO-TEST, LED 12…130V AC/DC, AMBER, SEALED SWTICH 1 N.O., 1 N.C. |  |  | Hazardous Location
PANEL MOUNT | Yes | TYPE 4/4X/13 | 12 | 130 | yes | yes | N/A | -40 | 55 | -40 | 85 | 0.14 | 48.4 | 46 | 84 | 800H-QRTH2BAP | ALLEN-BRADLEY | PILOT LIGHT, PLASTIC, TYPE 4/4X/13, FULL VOLTAGE/UNIVERSAL, PUSH-TO-TEST, LED 12…130V AC/DC, BLUE, SEALED SWTICH 1 N.O., 1 N.C. |  |  | Hazardous Location
PANEL MOUNT | Yes | TYPE 4/4X/13 | 12 | 130 | yes | yes | N/A | -40 | 55 | -40 | 85 | 0.14 | 48.4 | 46 | 84 | 800H-QRTH2CAP | ALLEN-BRADLEY | PILOT LIGHT, PLASTIC, TYPE 4/4X/13, FULL VOLTAGE/UNIVERSAL, PUSH-TO-TEST, LED 12…130V AC/DC, CLEAR, SEALED SWTICH 1 N.O., 1 N.C. |  |  | Hazardous Location
PANEL MOUNT | Yes | TYPE 4/4X/13 | 12 | 130 | yes | yes | N/A | -40 | 55 | -40 | 85 | 0.14 | 48.4 | 46 | 84 | 800H-QRTH2GAP | ALLEN-BRADLEY | PILOT LIGHT, PLASTIC, TYPE 4/4X/13, FULL VOLTAGE/UNIVERSAL, PUSH-TO-TEST, LED 12…130V AC/DC, GREEN, SEALED SWTICH 1 N.O., 1 N.C. |  |  | Hazardous Location
PANEL MOUNT | Yes | TYPE 4/4X/13 | 12 | 130 | yes | yes | N/A | -40 | 55 | -40 | 85 | 0.14 | 48.4 | 46 | 84 | 800H-QRTH2RAP | ALLEN-BRADLEY | PILOT LIGHT, PLASTIC, TYPE 4/4X/13, FULL VOLTAGE/UNIVERSAL, PUSH-TO-TEST, LED 12…130V AC/DC, RED, SEALED SWTICH 1 N.O., 1 N.C. |  |  | Hazardous Location
PANEL MOUNT | Yes | TYPE 4/4X/13 | 12 | 130 | yes | yes | N/A | -40 | 55 | -40 | 85 | 0.14 | 48.4 | 46 | 84 | 800H-QRTH2WAP | ALLEN-BRADLEY | PILOT LIGHT, PLASTIC, TYPE 4/4X/13, FULL VOLTAGE/UNIVERSAL, PUSH-TO-TEST, LED 12…130V AC/DC, WHITE, SEALED SWTICH 1 N.O., 1 N.C. |  |  | Hazardous Location
Complete

## Selector Switch -C
Manufacturer
ALLEN BRADLEY
ELECTRICAL RATINGS
125V AC 250VDC 250V AC 600VAC HEAVY DUTY
CONTACT
1-NO 2-NC 1-NO/2-OPEN/3-NC 1 NO/2 NO/3 NC
SWITCH ACTION
MOMENTARY ALTERNATE
OPERATOR SIZE
25 mm 32 mm 41 mm 36 mm
LAMP OPTION
NO LAMP LED LAMP INCANDESCENT
LAMP VOLTAGE
5V DC 12V DC 24V DC 12V AC 24V AC 110V DC 120V AC 220V AC
LAMP COLOR
RED GREEN YELLOW GREEN BLUE CLEAR
MATERIALS
POLYMIDE TYPE 6 /6 NYLON PVC
Certificate
CUL CSA UL
Area Classification
General Purpose Hazardous Location

## Selector Switch-D
NEMA TYPE | Illuminated | Material | Color | Contact | Head | Weight kg | Height, mm | Width, mm | Depth, mm | PART NO. | MANUFACTURER | DESCRIPTION | CERTIFICATES | CERTIFICATES | Area Classification | CLASS, DIVISION | GAS GROUP | TEMP. CODE | Link | Key word: - Selector Switch - Switch - Pilot device
[10 empty] | 800T-H2A | ALLEN-BRADLEY

## Pushbutton -C
Manufacturer
ALLEN BRADLEY
ELECTRICAL RATINGS
16A 125V AC 3/4HP 250VAC 16A 250V AC
MATERIALS
POLYMIDE PLASTIC PVC
OPERATOR SIZE
25 mm 32 mm 41 mm 36 mm
Certificate
CUL CSA UL
INGRESS PROTECTION
IP54 IP65
Certificate
CUL CSA UL
Area Classification
General Purpose Hazardous Location

## Pushbutton -D
NEMA TYPE | Illuminated | Material | Color | Contact | Head | Weight kg | Height, mm | Width, mm | Depth, mm | PART NO. | MANUFACTURER | DESCRIPTION | CERTIFICATES | CERTIFICATES | Area Classification | CLASS, DIVISION | GAS GROUP | TEMP. CODE | Link | Key word: - PUSH BUTTON
TYPE 4/13 | No | Metal | Green | 1 N.O. | Flush Head |  |  | 30.5 |  | 800T-A1D1 | ALLEN-BRADLEY | MOMENTARY CONTACT PUSH BUTTON DEVICE, METAL, TYPE 4/13, FLUSH HEAD, GREEN, STANDARD 1 N.O. | CSA | UL | General Purpose | N/A | N/A | N/A | See Datasheets
TYPE 4/13 | No | Metal | Black | 1 N.O. | Flush Head |  |  | 30.5 |  | 800T-A2D1 | ALLEN-BRADLEY | MOMENTARY CONTACT PUSH BUTTON DEVICE, METAL, TYPE 4/13, FLUSH HEAD, BLACK, STANDARD 1 N.O. | CSA | UL | General Purpose
TYPE 4/13 | No | Metal | Red | 1 N.O. | Flush Head |  |  | 30.5 |  | 800T-A6D1 | ALLEN-BRADLEY | MOMENTARY CONTACT PUSH BUTTON DEVICE, METAL, TYPE 4/13, FLUSH HEAD, RED, STANDARD 1 N.O. | CSA | UL | General Purpose
TYPE 4/13 | No | Metal | Green | 1 N.C. | Flush Head |  |  | 30.5 |  | 800T-A1D2 | ALLEN-BRADLEY | MOMENTARY CONTACT PUSH BUTTON DEVICE, METAL, TYPE 4/13, FLUSH HEAD, GREEN, STANDARD 1 N.C. | CSA | UL | General Purpose
TYPE 4/13 | No | Metal | Black | 1 N.C. | Flush Head |  |  | 30.5 |  | 800T-A2D2 | ALLEN-BRADLEY | MOMENTARY CONTACT PUSH BUTTON DEVICE, METAL, TYPE 4/13, FLUSH HEAD, BLACK, STANDARD 1 N.C. | CSA | UL | General Purpose
TYPE 4/13 | No | Metal | Red | 1 N.C. | Flush Head |  |  | 30.5 |  | 800T-A6D2 | ALLEN-BRADLEY | MOMENTARY CONTACT PUSH BUTTON DEVICE, METAL, TYPE 4/13, FLUSH HEAD, RED, STANDARD 1 N.C. | CSA | UL | General Purpose
TYPE 4/13 | No | Metal | Green | 1 N.O. - 1 N.C. | Flush Head |  |  | 30.5 |  | 800T-A1A | ALLEN-BRADLEY | MOMENTARY CONTACT PUSH BUTTON DEVICE, METAL, TYPE 4/13, FLUSH HEAD, GREEN, STANDARD 1 N.O. - 1 N.C. | CSA | UL | General Purpose
TYPE 4/13 | No | Metal | Black | 1 N.O. - 1 N.C. | Flush Head |  |  | 30.5 |  | 800T-A2A | ALLEN-BRADLEY | MOMENTARY CONTACT PUSH BUTTON DEVICE, METAL, TYPE 4/13, FLUSH HEAD, BLACK, STANDARD 1 N.O. - 1 N.C. | CSA | UL | General Purpose
TYPE 4/13 | No | Metal | Red | 1 N.O. - 1 N.C. | Flush Head |  |  | 30.5 |  | 800T-A6A | ALLEN-BRADLEY | MOMENTARY CONTACT PUSH BUTTON DEVICE, METAL, TYPE 4/13, FLUSH HEAD, RED, STANDARD 1 N.O. - 1 N.C. | CSA | UL | General Purpose
TYPE 4/13 | No | Metal | Green | 1 N.O. | Extended Head |  |  | 30.5 |  | 800T-B1D1 | ALLEN-BRADLEY | MOMENTARY CONTACT PUSH BUTTON DEVICE, METAL, TYPE 4/13, EXTENDED HEAD, GREEN, STANDARD 1 N.O. | CSA | UL | General Purpose
TYPE 4/13 | No | Metal | Black | 1 N.O. | Extended Head |  |  | 30.5 |  | 800T-B2D1 | ALLEN-BRADLEY | MOMENTARY CONTACT PUSH BUTTON DEVICE, METAL, TYPE 4/13, EXTENDED HEAD, BLACK, STANDARD 1 N.O. | CSA | UL | General Purpose
TYPE 4/13 | No | Metal | Red | 1 N.O. | Extended Head |  |  | 30.5 |  | 800T-B6D1 | ALLEN-BRADLEY | MOMENTARY CONTACT PUSH BUTTON DEVICE, METAL, TYPE 4/13, EXTENDED HEAD, RED, STANDARD 1 N.O. | CSA | UL | General Purpose
TYPE 4/13 | No | Metal | Green | 1 N.C. | Extended Head |  |  | 30.5 |  | 800T-B1D2 | ALLEN-BRADLEY | MOMENTARY CONTACT PUSH BUTTON DEVICE, METAL, TYPE 4/13, EXTENDED HEAD, GREEN, STANDARD 1 N.C. | CSA | UL | General Purpose
TYPE 4/13 | No | Metal | Black | 1 N.C. | Extended Head |  |  | 30.5 |  | 800T-B2D2 | ALLEN-BRADLEY | MOMENTARY CONTACT PUSH BUTTON DEVICE, METAL, TYPE 4/13, EXTENDED HEAD, BLACK, STANDARD 1 N.C. | CSA | UL | General Purpose
TYPE 4/13 | No | Metal | Red | 1 N.C. | Extended Head |  |  | 30.5 |  | 800T-B6D2 | ALLEN-BRADLEY | MOMENTARY CONTACT PUSH BUTTON DEVICE, METAL, TYPE 4/13, EXTENDED HEAD, RED, STANDARD 1 N.C. | CSA | UL | General Purpose
TYPE 4/13 | No | Metal | Green | 1 N.O. - 1 N.C. | Extended Head |  |  | 30.5 |  | 800T-B1A | ALLEN-BRADLEY | MOMENTARY CONTACT PUSH BUTTON DEVICE, METAL, TYPE 4/13, EXTENDED HEAD, GREEN, STANDARD 1 N.O. - 1 N.C. | CSA | UL | General Purpose
TYPE 4/13 | No | Metal | Black | 1 N.O. - 1 N.C. | Extended Head |  |  | 30.5 |  | 800T-B2A | ALLEN-BRADLEY | MOMENTARY CONTACT PUSH BUTTON DEVICE, METAL, TYPE 4/13, EXTENDED HEAD, BLACK, STANDARD 1 N.O. - 1 N.C. | CSA | UL | General Purpose
TYPE 4/13 | No | Metal | Red | 1 N.O. - 1 N.C. | Extended Head |  |  | 30.5 |  | 800T-B6A | ALLEN-BRADLEY | MOMENTARY CONTACT PUSH BUTTON DEVICE, METAL, TYPE 4/13, EXTENDED HEAD, RED, STANDARD 1 N.O. - 1 N.C. | CSA | UL | General Purpose
TYPE 4/4X/13 | No | Plastic | Green | 1 N.O. | Bootless Flush Head |  |  | 30.5 |  | 800H-AR1D1 | ALLEN-BRADLEY | MOMENTARY CONTACT PUSH BUTTON DEVICE, PLASTIC, TYPE 4/4X/13, BOOTLESS FLUSH HEAD, GREEN, STANDARD 1 N.O. | CSA | UL | General Purpose
TYPE 4/4X/13 | No | Plastic | Black | 1 N.O. | Bootless Flush Head |  |  | 30.5 |  | 800H-AR2D1 | ALLEN-BRADLEY | MOMENTARY CONTACT PUSH BUTTON DEVICE, PLASTIC, TYPE 4/4X/13, BOOTLESS FLUSH HEAD, BLACK, STANDARD 1 N.O. | CSA | UL | General Purpose
TYPE 4/4X/13 | No | Plastic | Red | 1 N.O. | Bootless Flush Head |  |  | 30.5 |  | 800H-AR6D1 | ALLEN-BRADLEY | MOMENTARY CONTACT PUSH BUTTON DEVICE, PLASTIC, TYPE 4/4X/13, BOOTLESS FLUSH HEAD, RED, STANDARD 1 N.O. | CSA | UL | General Purpose
TYPE 4/4X/13 | No | Plastic | Green | 1 N.C. | Bootless Flush Head |  |  | 30.5 |  | 800H-AR1D2 | ALLEN-BRADLEY | MOMENTARY CONTACT PUSH BUTTON DEVICE, PLASTIC, TYPE 4/4X/13, BOOTLESS FLUSH HEAD, GREEN, STANDARD 1 N.C. | CSA | UL | General Purpose
TYPE 4/4X/13 | No | Plastic | Black | 1 N.C. | Bootless Flush Head |  |  | 30.5 |  | 800H-AR2D2 | ALLEN-BRADLEY | MOMENTARY CONTACT PUSH BUTTON DEVICE, PLASTIC, TYPE 4/4X/13, BOOTLESS FLUSH HEAD, BLACK, STANDARD 1 N.C. | CSA | UL | General Purpose
TYPE 4/4X/13 | No | Plastic | Red | 1 N.C. | Bootless Flush Head |  |  | 30.5 |  | 800H-AR6D2 | ALLEN-BRADLEY | MOMENTARY CONTACT PUSH BUTTON DEVICE, PLASTIC, TYPE 4/4X/13, BOOTLESS FLUSH HEAD, RED, STANDARD 1 N.C. | CSA | UL | General Purpose
TYPE 4/4X/13 | No | Plastic | Green | 1 N.O. - 1 N.C. | Bootless Flush Head |  |  | 30.5 |  | 800H-AR1A | ALLEN-BRADLEY | MOMENTARY CONTACT PUSH BUTTON DEVICE, PLASTIC, TYPE 4/4X/13, BOOTLESS FLUSH HEAD, GREEN, STANDARD 1 N.O. - 1 N.C. | CSA | UL | General Purpose
TYPE 4/4X/13 | No | Plastic | Black | 1 N.O. - 1 N.C. | Bootless Flush Head |  |  | 30.5 |  | 800H-AR2A | ALLEN-BRADLEY | MOMENTARY CONTACT PUSH BUTTON DEVICE, PLASTIC, TYPE 4/4X/13, BOOTLESS FLUSH HEAD, BLACK, STANDARD 1 N.O. - 1 N.C. | CSA | UL | General Purpose
TYPE 4/4X/13 | No | Plastic | Red | 1 N.O. - 1 N.C. | Bootless Flush Head |  |  | 30.5 |  | 800H-AR6A | ALLEN-BRADLEY | MOMENTARY CONTACT PUSH BUTTON DEVICE, PLASTIC, TYPE 4/4X/13, BOOTLESS FLUSH HEAD, RED, STANDARD 1 N.O. - 1 N.C. | CSA | UL | General Purpose
TYPE 4/4X/13 | No | Plastic | Green | 1 N.O. | Booted |  |  | 30.5 |  | 800H-R1D1 | ALLEN-BRADLEY | MOMENTARY CONTACT PUSH BUTTON DEVICE, PLASTIC, TYPE 4/4X/13, BOOTED, GREEN, STANDARD 1 N.O. | CSA | UL | General Purpose
TYPE 4/4X/13 | No | Plastic | Black | 1 N.O. | Booted |  |  | 30.5 |  | 800H-R2D1 | ALLEN-BRADLEY | MOMENTARY CONTACT PUSH BUTTON DEVICE, PLASTIC, TYPE 4/4X/13, BOOTED, BLACK, STANDARD 1 N.O. | CSA | UL | General Purpose
TYPE 4/4X/13 | No | Plastic | Red | 1 N.O. | Booted |  |  | 30.5 |  | 800H-R6D1 | ALLEN-BRADLEY | MOMENTARY CONTACT PUSH BUTTON DEVICE, PLASTIC, TYPE 4/4X/13, BOOTED, RED, STANDARD 1 N.O. | CSA | UL | General Purpose
TYPE 4/4X/13 | No | Plastic | Green | 1 N.C. | Booted |  |  | 30.5 |  | 800H-R1D2 | ALLEN-BRADLEY | MOMENTARY CONTACT PUSH BUTTON DEVICE, PLASTIC, TYPE 4/4X/13, BOOTED, GREEN, STANDARD 1 N.C. | CSA | UL | General Purpose
TYPE 4/4X/13 | No | Plastic | Black | 1 N.C. | Booted |  |  | 30.5 |  | 800H-R2D2 | ALLEN-BRADLEY | MOMENTARY CONTACT PUSH BUTTON DEVICE, PLASTIC, TYPE 4/4X/13, BOOTED, BLACK, STANDARD 1 N.C. | CSA | UL | General Purpose
TYPE 4/4X/13 | No | Plastic | Red | 1 N.C. | Booted |  |  | 30.5 |  | 800H-R6D2 | ALLEN-BRADLEY | MOMENTARY CONTACT PUSH BUTTON DEVICE, PLASTIC, TYPE 4/4X/13, BOOTED, RED, STANDARD 1 N.C. | CSA | UL | General Purpose
TYPE 4/4X/13 | No | Plastic | Green | 1 N.O. - 1 N.C. | Booted |  |  | 30.5 |  | 800H-R1A | ALLEN-BRADLEY | MOMENTARY CONTACT PUSH BUTTON DEVICE, PLASTIC, TYPE 4/4X/13, BOOTED, GREEN, STANDARD 1 N.O. - 1 N.C. | CSA | UL | General Purpose
TYPE 4/4X/13 | No | Plastic | Black | 1 N.O. - 1 N.C. | Booted |  |  | 30.5 |  | 800H-R2A | ALLEN-BRADLEY | MOMENTARY CONTACT PUSH BUTTON DEVICE, PLASTIC, TYPE 4/4X/13, BOOTED, BLACK, STANDARD 1 N.O. - 1 N.C. | CSA | UL | General Purpose
TYPE 4/4X/13 | No | Plastic | Red | 1 N.O. - 1 N.C. | Booted |  |  | 30.5 |  | 800H-R6A | ALLEN-BRADLEY | MOMENTARY CONTACT PUSH BUTTON DEVICE, PLASTIC, TYPE 4/4X/13, BOOTED, RED, STANDARD 1 N.O. - 1 N.C. | CSA | UL | General Purpose
TYPE 4/13 | Yes | Metal | Red | 1 N.O. - 1 N.C. | Extended Head without Guard |  |  | 30.5 |  | 800T-QBH2R | ALLEN-BRADLEY | MOMENTARY CONTACT PUSH BUTTON DEVICE, METAL, TYPE 4/13, EXTENDED HEAD WITHOUT GUARD, RED, STANDARD 1 N.O. - 1 N.C. | CSA | UL | General Purpose
TYPE 4/13 | Yes | Metal | Green | 1 N.O. - 1 N.C. | Extended Head without Guard |  |  | 30.5 |  | 800T-QBH2G | ALLEN-BRADLEY | MOMENTARY CONTACT PUSH BUTTON DEVICE, METAL, TYPE 4/13, EXTENDED HEAD WITHOUT GUARD, GREEN, STANDARD 1 N.O. - 1 N.C. | CSA | UL | General Purpose
TYPE 4/13 | Yes | Metal | Amber | 1 N.O. - 1 N.C. | Extended Head without Guard |  |  | 30.5 |  | 800T-QBH2A | ALLEN-BRADLEY | MOMENTARY CONTACT PUSH BUTTON DEVICE, METAL, TYPE 4/13, EXTENDED HEAD WITHOUT GUARD, AMBER, STANDARD 1 N.O. - 1 N.C. | CSA | UL | General Purpose
TYPE 4/13 | Yes | Metal | Red | 1 N.O. - 1 N.C. | Extended Head with Guard |  |  | 30.5 |  | 800T-QAH2R | ALLEN-BRADLEY | MOMENTARY CONTACT PUSH BUTTON DEVICE, METAL, TYPE 4/13, EXTENDED HEAD WITH GUARD, RED, STANDARD 1 N.O. - 1 N.C. | CSA | UL | General Purpose
TYPE 4/13 | Yes | Metal | Green | 1 N.O. - 1 N.C. | Extended Head with Guard |  |  | 30.5 |  | 800T-QAH2G | ALLEN-BRADLEY | MOMENTARY CONTACT PUSH BUTTON DEVICE, METAL, TYPE 4/13, EXTENDED HEAD WITH GUARD, GREEN, STANDARD 1 N.O. - 1 N.C. | CSA | UL | General Purpose
TYPE 4/13 | Yes | Metal | Amber | 1 N.O. - 1 N.C. | Extended Head with Guard |  |  | 30.5 |  | 800T-QAH2A | ALLEN-BRADLEY | MOMENTARY CONTACT PUSH BUTTON DEVICE, METAL, TYPE 4/13, EXTENDED HEAD WITH GUARD, AMBER, STANDARD 1 N.O. - 1 N.C. | CSA | UL | General Purpose
TYPE 4/4X/13 | Yes | Plastic | Red | 1 N.O. - 1 N.C. | Extended Head without Guard |  |  | 30.5 |  | 800H-QRBH2R | ALLEN-BRADLEY | MOMENTARY CONTACT PUSH BUTTON DEVICE, PLASTIC, TYPE 4/4X/13, EXTENDED HEAD WITHOUT GUARD, RED, STANDARD 1 N.O. - 1 N.C. | CSA | UL | General Purpose
TYPE 4/4X/13 | Yes | Plastic | Green | 1 N.O. - 1 N.C. | Extended Head without Guard |  |  | 30.5 |  | 800H-QRBH2G | ALLEN-BRADLEY | MOMENTARY CONTACT PUSH BUTTON DEVICE, PLASTIC, TYPE 4/4X/13, EXTENDED HEAD WITHOUT GUARD, GREEN, STANDARD 1 N.O. - 1 N.C. | CSA | UL | General Purpose
TYPE 4/4X/13 | Yes | Plastic | Amber | 1 N.O. - 1 N.C. | Extended Head without Guard |  |  | 30.5 |  | 800H-QRBH2A | ALLEN-BRADLEY | MOMENTARY CONTACT PUSH BUTTON DEVICE, PLASTIC, TYPE 4/4X/13, EXTENDED HEAD WITHOUT GUARD, AMBER, STANDARD 1 N.O. - 1 N.C. | CSA | UL | General Purpose
TYPE 4/4X/13 | Yes | Plastic | Red | 1 N.O. - 1 N.C. | Extended Head with Guard |  |  | 30.5 |  | 800H-QRAH2R | ALLEN-BRADLEY | MOMENTARY CONTACT PUSH BUTTON DEVICE, PLASTIC, TYPE 4/4X/13, EXTENDED HEAD WITH GUARD, RED, STANDARD 1 N.O. - 1 N.C. | CSA | UL | General Purpose
TYPE 4/4X/13 | Yes | Plastic | Green | 1 N.O. - 1 N.C. | Extended Head with Guard |  |  | 30.5 |  | 800H-QRAH2G | ALLEN-BRADLEY | MOMENTARY CONTACT PUSH BUTTON DEVICE, PLASTIC, TYPE 4/4X/13, EXTENDED HEAD WITH GUARD, GREEN, STANDARD 1 N.O. - 1 N.C. | CSA | UL | General Purpose
TYPE 4/4X/13 | Yes | Plastic | Amber | 1 N.O. - 1 N.C. | Extended Head with Guard |  |  | 30.5 |  | 800H-QRAH2A | ALLEN-BRADLEY | MOMENTARY CONTACT PUSH BUTTON DEVICE, PLASTIC, TYPE 4/4X/13, EXTENDED HEAD WITH GUARD, AMBER, STANDARD 1 N.O. - 1 N.C. | CSA | UL | General Purpose

## Heater-D
Power Watts | Rated Voltage V AC | Frequency Hz | Norminal Current Amps | Weight kg | Built-in Thermostat | Built-in Fan | Height mm | Width mm | Depth mm | Part No. | Manufacturer | Description | Certificates | Certificates | Area Classification | Class, Division | Gas Groups | Temp. Code | Link | Key words: - Heater
100 | 115 | 50/60 | 0.98 | 0.73 | Yes | Yes | 140 | 102 | 102 | DAH1001A | HOFFMAN | HEATER, 100 WATTS, 115 V AC | CSA | UL | General Purpose | - | - | - | See datasheet Page 5
100 | 230 | 50/60 | 0.49 | 0.73 | Yes | Yes | 140 | 102 | 102 | DAH1002A | HOFFMAN | HEATER, 100 WATTS, 230 V AC | CSA | UL | General Purpose | - | - | - | See datasheet Page 5
200 | 115 | 50/60 | 1.89 | 0.73 | Yes | Yes | 140 | 102 | 102 | DAH2001A | HOFFMAN | HEATER, 200 WATTS, 115 V AC | CSA | UL | General Purpose | - | - | - | See datasheet Page 5
200 | 230 | 50/60 | 0.95 | 0.73 | Yes | Yes | 140 | 102 | 102 | DAH2002A | HOFFMAN | HEATER, 200 WATTS, 230 V AC | CSA | UL | General Purpose | - | - | - | See datasheet Page 5
400 | 115 | 50/60 | 3.72 | 1 | Yes | Yes | 190 | 108 | 111 | DAH4001B | HOFFMAN | HEATER, 400 WATTS, 115 V AC | CSA | UL | General Purpose | - | - | - | See datasheet Page 5
400 | 230 | 50/60 | 1.86 | 1 | Yes | Yes | 190 | 108 | 111 | DAH4002B | HOFFMAN | HEATER, 400 WATTS, 230 V AC | CSA | UL | General Purpose | - | - | - | See datasheet Page 5
800 | 115 | 50/60 | 7.37 | 1 | Yes | Yes | 190 | 108 | 111 | DAH8001B | HOFFMAN | HEATER, 800 WATTS, 115 V AC | CSA | UL | General Purpose | - | - | - | See datasheet Page 5
800 | 230 | 50/60 | 3.69 | 1 | Yes | Yes | 190 | 108 | 111 | DAH8002B | HOFFMAN | HEATER, 800 WATTS, 230 V AC | CSA | UL | General Purpose | - | - | - | See datasheet Page 5
1300 | 115 | 50/60 | 11.5 | 1.54 | Yes | Yes | 190 | 127 | 166 | DAH13001C | HOFFMAN | HEATER, 1300 WATTS, 115 V AC | CSA | UL | General Purpose | - | - | - | See datasheet Page 5
1300 | 230 | 50/60 | 5.7 | 1.54 | Yes | Yes | 190 | 127 | 166 | DAH13002C | HOFFMAN | HEATER, 1300 WATTS, 230 V AC | CSA | UL | General Purpose | - | - | - | See datasheet Page 5
50 | 110-265 | 50/60 |  | 0.5 | No | No | 190 | 40 | 30 | DAHHL501AC | HOFFMAN | HEATER, 50 WATTS, 110-265V AC | CSA | UL | Hazardous Location | CLASS I, DIV 1 | GROUPS A,B,C,D | T4 | See datasheet Page 9-10
80 | 110-265 | 50/60 |  | 0.5 | No | No | 190 | 40 | 30 | DAHHL801AC | HOFFMAN | HEATER, 80 WATTS, 110-265 V AC | CSA | UL | Hazardous Location | CLASS I, DIV 1 | GROUPS A,B,C,D | T3 | See datasheet Page 9-10
200 | 110-265 | 50/60 |  | 3.95 | No | No | 225 | 229 | 60 | DAHHL200AC | HOFFMAN | HEATER, 200 WATTS, 110-265 V AC | CSA | UL | Hazardous Location | CLASS I, DIV 1 | GROUPS A,B,C,D | T3 | See datasheet Page 9-10
300 | 110-265 | 50/60 |  | 5.65 | No | No | 325 | 229 | 60 | DAHHL300AC | HOFFMAN | HEATER, 300 WATTS, 110-265 V AC | CSA | UL | Hazardous Location | CLASS I, DIV 1 | GROUPS A,B,C,D | T3 | See datasheet Page 9-10
400 | 108-132 | 50/60 |  | 3.95 | No | No | 225 | 229 | 60 | DAHHL4001A | HOFFMAN | HEATER, 400 WATTS, 108-132 V AC | CSA | UL | Hazardous Location | CLASS I, DIV 1 | GROUPS A,B,C,D | T3 | See datasheet Page 9-10
400 | 207-253 | 50/60 |  | 3.95 | No | No | 225 | 229 | 60 | DAHHL4002A | HOFFMAN | HEATER, 400 WATTS, 207-253 V AC | CSA | UL | Hazardous Location | CLASS I, DIV 1 | GROUPS A,B,C,D | T3 | See datasheet Page 9-10
600 | 108-132 | 50/60 |  | 5.65 | No | No | 325 | 229 | 60 | DAHHL6001A | HOFFMAN | HEATER, 600 WATTS, 108-132 V AC | CSA | UL | Hazardous Location | CLASS I, DIV 1 | GROUPS A,B,C,D | T3 | See datasheet Page 9-10
600 | 207-253 | 50/60 |  | 5.65 | No | No | 325 | 229 | 60 | DAHHL6002A | HOFFMAN | HEATER, 600 WATTS, 207-253 V AC | CSA | UL | Hazardous Location | CLASS I, DIV 1 | GROUPS A,B,C,D | T3 | See datasheet Page 9-10
100 | 120 | 60 | 0.83333 |  | No | No | 225 | 80 | 80 | CP MULTITHERM CPA 100 T3 120V | INTERTEC | CP MULTITHERM CPA 100 WATTS, 120 VAC, CLASS I, DIV 1 GROUPS A,B,C,D, T3 | CSAus |  |  | CLASS I, DIV 1 | GROUPS A,B,C,D | T3 | See datasheet Page 1
160 | 120 | 60 | 1.33 |  | No | No | 225 | 80 | 80 | CP MULTITHERM CPA 160 T3 120V | INTERTEC | CP MULTITHERM CPA 160 WATTS, 120 VAC, CLASS I, DIV 1 GROUPS A,B,C,D, T3 | CSAus |  |  | CLASS I, DIV 1 | GROUPS A,B,C,D | T3 | See datasheet Page 1
200 | 120 | 60 | 1.67 |  | No | No | 225 | 80 | 80 | CP MULTITHERM CPA 200 T3 120V | INTERTEC | CP MULTITHERM CPA 200 WATTS, 120 VAC, CLASS I, DIV 1 GROUPS A,B,C,D, T3 | CSAus |  |  | CLASS I, DIV 1 | GROUPS A,B,C,D | T3 | See datasheet Page 1
250 | 120 | 60 | 20.8 |  | No | No | 225 | 80 | 80 | CP MULTITHERM CPA 250 T3 120V | INTERTEC | CP MULTITHERM CPA 250 WATTS, 120 VAC, CLASS I, DIV 1 GROUPS A,B,C,D, T3 | CSAus |  |  | CLASS I, DIV 1 | GROUPS A,B,C,D | T3 | See datasheet Page 1
100 | 240-265 | 60 |  |  | No | No | 225 | 80 | 80 | CP MULTITHERM CPA 100 T3 240 - 265V | INTERTEC | CP MULTITHERM CPA 100 WATTS, 240-260 VAC, CLASS I, DIV 1 GROUPS A,B,C,D, T3 | CSAus |  |  | CLASS I, DIV 1 | GROUPS A,B,C,D | T3 | See datasheet Page 1
160 | 240-265 | 60 |  |  | No | No | 225 | 80 | 80 | CP MULTITHERM CPA 160 T3 240 - 265V | INTERTEC | CP MULTITHERM CPA 160 WATTS, 240-260 VAC, CLASS I, DIV 1 GROUPS A,B,C,D, T3 | CSAus |  |  | CLASS I, DIV 1 | GROUPS A,B,C,D | T3 | See datasheet Page 1
200 | 240-265 | 60 |  |  | No | No | 225 | 80 | 80 | CP MULTITHERM CPA 200 T3 240 - 265V | INTERTEC | CP MULTITHERM CPA 200 WATTS, 240-260 VAC, CLASS I, DIV 1 GROUPS A,B,C,D, T3 | CSAus |  |  | CLASS I, DIV 1 | GROUPS A,B,C,D | T3 | See datasheet Page 1
250 | 240-265 | 60 |  |  | No | No | 225 | 80 | 80 | CP MULTITHERM CPA 250 T3 240 - 265V | INTERTEC | CP MULTITHERM CPA 250 WATTS, 240-260 VAC, CLASS I, DIV 1 GROUPS A,B,C,D, T3 | CSAus |  |  | CLASS I, DIV 1 | GROUPS A,B,C,D | T3 | See datasheet Page 1
100 | 230 | 60 | 0.44 |  | No | No | 225 | 80 | 80 | CP MULTITHERM CPA 100 T3 230V | INTERTEC | CP MULTITHERM CPA 100 WATTS, 230 VAC, CLASS I, DIV 1 GROUPS A,B,C,D, T3 | CSAus |  |  | CLASS I, DIV 1 | GROUPS A,B,C,D | T3 | See datasheet Page 1
160 | 230 | 60 | 0.7 |  | No | No | 225 | 80 | 80 | CP MULTITHERM CPA 160 T3 230V | INTERTEC | CP MULTITHERM CPA 160 WATTS, 230 VAC, CLASS I, DIV 1 GROUPS A,B,C,D, T3 | CSAus |  |  | CLASS I, DIV 1 | GROUPS A,B,C,D | T3 | See datasheet Page 1
200 | 230 | 60 | 0.87 |  | No | No | 225 | 80 | 80 | CP MULTITHERM CPA 200 T3 230V | INTERTEC | CP MULTITHERM CPA 200 WATTS, 230 VAC, CLASS I, DIV 1 GROUPS A,B,C,D, T3 | CSAus |  |  | CLASS I, DIV 1 | GROUPS A,B,C,D | T3 | See datasheet Page 1
250 | 230 | 60 | 1.09 |  | No | No | 225 | 80 | 80 | CP MULTITHERM CPA 250 T3 230V | INTERTEC | CP MULTITHERM CPA 250 WATTS, 230 VAC, CLASS I, DIV 1 GROUPS A,B,C,D, T3 | CSAus |  |  | CLASS I, DIV 1 | GROUPS A,B,C,D | T3 | See datasheet Page 1
100 | 277 | 60 | 0.36 |  | No | No | 225 | 80 | 80 | CP MULTITHERM CPA 100 T3 277V | INTERTEC | CP MULTITHERM CPA 100 WATTS, 277 VAC, CLASS I, DIV 1 GROUPS A,B,C,D, T3 | CSAus |  |  | CLASS I, DIV 1 | GROUPS A,B,C,D | T3 | See datasheet Page 1
160 | 277 | 60 | 0.58 |  | No | No | 225 | 80 | 80 | CP MULTITHERM CPA 160 T3 277V | INTERTEC | CP MULTITHERM CPA 160 WATTS, 277 VAC, CLASS I, DIV 1 GROUPS A,B,C,D, T3 | CSAus |  |  | CLASS I, DIV 1 | GROUPS A,B,C,D | T3 | See datasheet Page 1
200 | 277 | 60 | 0.72 |  | No | No | 225 | 80 | 80 | CP MULTITHERM CPA 200 T3 277V | INTERTEC | CP MULTITHERM CPA 200 WATTS, 277 VAC, CLASS I, DIV 1 GROUPS A,B,C,D, T3 | CSAus |  |  | CLASS I, DIV 1 | GROUPS A,B,C,D | T3 | See datasheet Page 1
250 | 277 | 60 | 0.9 |  | No | No | 225 | 80 | 80 | CP MULTITHERM CPA 250 T3 277V | INTERTEC | CP MULTITHERM CPA 250 WATTS, 277 VAC, CLASS I, DIV 1 GROUPS A,B,C,D, T3 | CSAus |  |  | CLASS I, DIV 1 | GROUPS A,B,C,D | T3 | See datasheet Page 1
200 | 120 | 60 | 1.67 |  | No | No | 225 | 229 | 60 | CP MEGATHERM CPA 200 T4 120V | INTERTEC | CP MULTITHERM CPA 200WATTS, 120 VAC, CLASS I, DIV 1 GROUPS A,B,C,D, T4 | CSAus |  |  | CLASS I, DIV 1 | GROUPS A,B,C,D | T4 | See datasheet Page 1
300 | 120 | 60 | 2.5 |  | No | No | 225 | 229 | 60 | CP MEGATHERM CPA 300 T3 120V | INTERTEC | CP MULTITHERM CPA 300 WATTS, 120 VAC, CLASS I, DIV 1 GROUPS A,B,C,D, T3 | CSAus |  |  | CLASS I, DIV 1 | GROUPS A,B,C,D | T3 | See datasheet Page 1
400 | 120 | 60 | 3.33 |  | No | No | 225 | 229 | 60 | CP MEGATHERM CPA 400 T3 120V | INTERTEC | CP MULTITHERM CPA 400 WATTS, 120 VAC, CLASS I, DIV 1 GROUPS A,B,C,D, T3 | CSAus |  |  | CLASS I, DIV 1 | GROUPS A,B,C,D | T3 | See datasheet Page 1
400 | 120 | 60 | 3.33 |  | No | No | 225 | 229 | 60 | CP MEGATHERM CTA 400 T3 120V | INTERTEC | CP MULTITHERM CTA 400 WATTS, 120 VAC, CLASS I, DIV 1 GROUPS A,B,C,D, T3 | CSAus |  |  | CLASS I, DIV 1 | GROUPS A,B,C,D | T3 | See datasheet Page 1
600 | 120 | 60 | 5 |  | No | No | 225 | 229 | 60 | CP MEGATHERM CTA 600 T3 120V | INTERTEC | CP MULTITHERM CTA 600 WATTS, 120 VAC, CLASS I, DIV 1 GROUPS A,B,C,D, T3 | CSAus |  |  | CLASS I, DIV 1 | GROUPS A,B,C,D | T3 | See datasheet Page 1
200 | 230 | 60 | 0.87 |  | No | No | 225 | 229 | 60 | CP MEGATHERM CPA 200 T4 230V | INTERTEC | CP MULTITHERM CPA 200WATTS, 230 VAC, CLASS I, DIV 1 GROUPS A,B,C,D, T4 | CSAus |  |  | CLASS I, DIV 1 | GROUPS A,B,C,D | T4 | See datasheet Page 1
300 | 230 | 60 | 1.3 |  | No | No | 225 | 229 | 60 | CP MEGATHERM CPA 300 T3 230V | INTERTEC | CP MULTITHERM CPA 300 WATTS, 230 VAC, CLASS I, DIV 1 GROUPS A,B,C,D, T3 | CSAus |  |  | CLASS I, DIV 1 | GROUPS A,B,C,D | T3 | See datasheet Page 1
400 | 230 | 60 | 1.74 |  | No | No | 225 | 229 | 60 | CP MEGATHERM CPA 400 T3 230V | INTERTEC | CP MULTITHERM CPA 400 WATTS, 230 VAC, CLASS I, DIV 1 GROUPS A,B,C,D, T3 | CSAus |  |  | CLASS I, DIV 1 | GROUPS A,B,C,D | T3 | See datasheet Page 1
400 | 230 | 60 | 1.74 |  | No | No | 225 | 229 | 60 | CP MEGATHERM CTA 400 T3 230V | INTERTEC | CP MULTITHERM CTA 400 WATTS, 230 VAC, CLASS I, DIV 1 GROUPS A,B,C,D, T3 | CSAus |  |  | CLASS I, DIV 1 | GROUPS A,B,C,D | T3 | See datasheet Page 1
600 | 230 | 60 | 2.61 |  | No | No | 225 | 229 | 60 | CP MEGATHERM CTA 600 T3 230V | INTERTEC | CP MULTITHERM CTA 600 WATTS, 230 VAC, CLASS I, DIV 1 GROUPS A,B,C,D, T3 | CSAus |  |  | CLASS I, DIV 1 | GROUPS A,B,C,D | T3 | See datasheet Page 1
200 | 240-265 | 60 |  |  | No | No | 225 | 229 | 60 | CP MEGATHERM CPA 200 T4 240 - 265V | INTERTEC | CP MULTITHERM CPA 200WATTS, 140-265 VAC, CLASS I, DIV 1 GROUPS A,B,C,D, T4 | CSAus |  |  | CLASS I, DIV 1 | GROUPS A,B,C,D | T4 | See datasheet Page 1
300 | 240-266 | 60 |  |  | No | No | 225 | 229 | 60 | CP MEGATHERM CPA 300 T3 240 - 265V | INTERTEC | CP MULTITHERM CPA 300 WATTS, 140-265 VAC, CLASS I, DIV 1 GROUPS A,B,C,D, T3 | CSAus |  |  | CLASS I, DIV 1 | GROUPS A,B,C,D | T3 | See datasheet Page 1
400 | 240-267 | 60 |  |  | No | No | 225 | 229 | 60 | CP MEGATHERM CPA 400 T3 240 - 265V | INTERTEC | CP MULTITHERM CPA 400 WATTS, 140-265 VAC, CLASS I, DIV 1 GROUPS A,B,C,D, T3 | CSAus |  |  | CLASS I, DIV 1 | GROUPS A,B,C,D | T3 | See datasheet Page 1
400 | 240-268 | 60 |  |  | No | No | 225 | 229 | 60 | CP MEGATHERM CTA 400 T3 240 - 265V | INTERTEC | CP MULTITHERM CTA 400 WATTS, 140-265 VAC, CLASS I, DIV 1 GROUPS A,B,C,D, T3 | CSAus |  |  | CLASS I, DIV 1 | GROUPS A,B,C,D | T3 | See datasheet Page 1
600 | 240-269 | 60 |  |  | No | No | 225 | 229 | 60 | CP MEGATHERM CTA 600 T3 240 - 265V | INTERTEC | CP MULTITHERM CTA 600 WATTS, 140-265 VAC, CLASS I, DIV 1 GROUPS A,B,C,D, T3 | CSAus |  |  | CLASS I, DIV 1 | GROUPS A,B,C,D | T3 | See datasheet Page 1
200 | 277 | 60 | 0.72 |  | No | No | 225 | 229 | 60 | CP MEGATHERM CPA 200 T4 277V | INTERTEC | CP MULTITHERM CPA 200WATTS, 277 VAC, CLASS I, DIV 1 GROUPS A,B,C,D, T4 | CSAus |  |  | CLASS I, DIV 1 | GROUPS A,B,C,D | T4 | See datasheet Page 1
300 | 277 | 60 | 1.08 |  | No | No | 225 | 229 | 60 | CP MEGATHERM CPA 300 T3 277V | INTERTEC | CP MULTITHERM CPA 300 WATTS, 277 VAC, CLASS I, DIV 1 GROUPS A,B,C,D, T3 | CSAus |  |  | CLASS I, DIV 1 | GROUPS A,B,C,D | T3 | See datasheet Page 1
400 | 277 | 60 | 1.44 |  | No | No | 225 | 229 | 60 | CP MEGATHERM CPA 400 T3 277V | INTERTEC | CP MULTITHERM CPA 400 WATTS, 277 VAC, CLASS I, DIV 1 GROUPS A,B,C,D, T3 | CSAus |  |  | CLASS I, DIV 1 | GROUPS A,B,C,D | T3 | See datasheet Page 1
400 | 277 | 60 | 1.44 |  | No | No | 225 | 229 | 60 | CP MEGATHERM CTA 400 T3 277V | INTERTEC | CP MULTITHERM CTA 400 WATTS, 277 VAC, CLASS I, DIV 1 GROUPS A,B,C,D, T3 | CSAus |  |  | CLASS I, DIV 1 | GROUPS A,B,C,D | T3 | See datasheet Page 1
600 | 277 | 60 | 2.17 |  | No | No | 225 | 229 | 60 | CP MEGATHERM CTA 600 T3 277V | INTERTEC | CP MULTITHERM CTA 600 WATTS, 277 VAC, CLASS I, DIV 1 GROUPS A,B,C,D, T3 | CSAus |  |  | CLASS I, DIV 1 | GROUPS A,B,C,D | T3 | See datasheet Page 1

## Fan-D
Air Flow m3/h | NEMA | Rated Voltage V AC | Rated Current Amps | Color | OPERATION TEMP. MINIMUM °C | OPERATION TEMP. MAXIMUM °C | Weight kg | Height mm | Width mm | Depth mm | Mounting Cutout Height mm | Mounting Cutout Width mm | Part No. | Manufacturer | Description | Certificates | Certificates | Area Classification | Class, Division | Gas Groups | Temp. Code | Link | Key words: - Thermostat
25 | Type 12 | 230 | 0.05 | RAL 7035 | -15 | 55 | 0.46 | 116.5 | 116.5 | 16 | 92 | 92 | SK 3237.100 | RITTAL | FAN, 25 m3/h (14.7 CFM), 230 VAC | CSA | UL | General Purpose | - | - | - | https://www.rittal.com/ca-en/product/list/variations.action?categoryPath=/PG0001/PG0168KLIMA1/PGR1932KLIMA1/PG0201KLIMA1/PRO0299KLIMA&productID=PRO0299
25 | Type 12 | 230 | 0.05 | RAL 9005 | -15 | 55 | 0.46 | 116.5 | 116.5 | 16 | 92 | 92 | SK 3237.108 | RITTAL | FAN, 25 m3/h (14.7 CFM), 230 VAC | CSA | UL | General Purpose | - | - | -
25 | Type 12 | 115 | 0.1 | RAL 7035 | -15 | 55 | 0.48 | 116.5 | 116.5 | 16 | 92 | 92 | SK 3237.110 | RITTAL | FAN, 25 m3/h (14.7 CFM), 115 VAC | CSA | UL | General Purpose | - | - | -
25 | Type 12 | 115 | 0.1 | RAL 9005 | -15 | 55 | 0.48 | 116.5 | 116.5 | 16 | 92 | 92 | SK 3237.118 | RITTAL | FAN, 25 m3/h (14.7 CFM), 115 VAC | CSA | UL | General Purpose | - | - | -
20 | Type 12 | 24 V DC | 0.12 | RAL 7035 | -15 | 55 | 0.3 | 116.5 | 116.5 | 16 | 92 | 92 | SK 3237.124 | RITTAL | FAN, 20 m3/h (11.8 CFM), 24 VDC | CSA | UL | General Purpose | - | - | -
66 | Type 12 | 230 | 0.11 | RAL 7035 | -15 | 55 | 0.8 | 148.5 | 148.5 | 16 | 124 | 124 | SK 3238.100 | RITTAL | FAN, 66 m3/h (38.8 CFM), 230 VAC | CSA | UL | General Purpose | - | - | -
66 | Type 12 | 230 | 0.11 | RAL 9005 | -15 | 55 | 0.8 | 148.5 | 148.5 | 16 | 124 | 124 | SK 3238.108 | RITTAL | FAN, 66 m3/h (38.8 CFM), 230 VAC | CSA | UL | General Purpose | - | - | -
66 | Type 12 | 115 | 0.22 | RAL 7035 | -15 | 55 | 0.8 | 148.5 | 148.5 | 16 | 124 | 124 | SK 3238.110 | RITTAL | FAN, 66 m3/h (38.8 CFM), 115 VAC | CSA | UL | General Purpose | - | - | -
66 | Type 12 | 115 | 0.22 | RAL 9005 | -15 | 55 | 0.8 | 148.5 | 148.5 | 16 | 124 | 124 | SK 3238.118 | RITTAL | FAN, 66 m3/h (38.8 CFM), 115 VAC | CSA | UL | General Purpose | - | - | -
44 | Type 12 | 24 V DC | 0.32 | RAL 7035 | -15 | 55 | 0.54 | 148.5 | 148.5 | 16 | 124 | 124 | SK 3238.124 | RITTAL | FAN, 44 m3/h (32.4 CFM), 24 VDC | CSA | UL | General Purpose | - | - | -
120 | Type 12 | 230 | 0.11 | RAL 7035 | -15 | 55 | 1.04 | 204 | 204 | 24 | 177 | 177 | SK 3239.100 | RITTAL | FAN, 120 m3/h (70.6 CFM), 230 VAC | CSA | UL | General Purpose | - | - | -
120 | Type 12 | 230 | 0.11 | RAL 9005 | -15 | 55 | 1.04 | 204 | 204 | 24 | 177 | 177 | SK 3239.108 | RITTAL | FAN, 120 m3/h (70.6 CFM), 230 VAC | CSA | UL | General Purpose | - | - | -
120 | Type 12 | 115 | 0.22 | RAL 7035 | -15 | 55 | 1.04 | 204 | 204 | 24 | 177 | 177 | SK 3239.110 | RITTAL | FAN, 120 m3/h (70.6 CFM), 115 VAC | CSA | UL | General Purpose | - | - | -
120 | Type 12 | 115 | 0.22 | RAL 9005 | -15 | 55 | 1.04 | 204 | 204 | 24 | 177 | 177 | SK 3239.118 | RITTAL | FAN, 120 m3/h (70.6 CFM), 115 VAC | CSA | UL | General Purpose | - | - | -
105 | Type 12 | 24 V DC | 0.23 | RAL 7035 | -15 | 55 | 0.78 | 204 | 204 | 24 | 177 | 177 | SK 3239.124 | RITTAL | FAN, 105 m3/h (61.8 CFM), 24 VDC | CSA | UL | General Purpose | - | - | -
160 | Type 12 | 230 | 0.19 | RAL 7035 | -30 | 55 | 2.26 | 255 | 255 | 25 | 224 | 224 | SK 3240.100 | RITTAL | FAN, 160 m3/h (94.2 CFM), 230 VAC | CSA | UL | General Purpose | - | - | -
160 | Type 12 | 230 | 0.19 | RAL 9005 | -30 | 55 | 2.26 | 255 | 255 | 25 | 224 | 224 | SK 3240.108 | RITTAL | FAN, 160 m3/h (94.2 CFM), 230 VAC | CSA | UL | General Purpose | - | - | -
160 | Type 12 | 115 | 0.38 | RAL 7035 | -30 | 55 | 2.08 | 255 | 255 | 25 | 224 | 224 | SK 3240.110 | RITTAL | FAN, 160 m3/h (94.2 CFM), 115 VAC | CSA | UL | General Purpose | - | - | -
160 | Type 12 | 115 | 0.38 | RAL 9005 | -30 | 55 | 2.08 | 255 | 255 | 25 | 224 | 224 | SK 3240.118 | RITTAL | FAN, 160 m3/h (94.2 CFM), 115 VAC | CSA | UL | General Purpose | - | - | -
180 | Type 12 | 24 V DC | 0.43 | RAL 7035 | -30 | 55 | 1.88 | 255 | 255 | 25 | 224 | 224 | SK 3240.124 | RITTAL | FAN, 180 m3/h (1065.9 CFM), 24 VDC | CSA | UL | General Purpose | - | - | -
250 | Type 12 | 230 | 0.24 | RAL 7035 | -30 | 55 | 2.24 | 255 | 255 | 25 | 224 | 224 | SK 3241.100 | RITTAL | FAN, 250 m3/h (147.1 CFM), 230 VAC | CSA | UL | General Purpose | - | - | -
250 | Type 12 | 230 | 0.24 | RAL 9005 | -30 | 55 | 2.24 | 255 | 255 | 25 | 224 | 224 | SK 3241.108 | RITTAL | FAN, 250 m3/h (147.1 CFM), 230 VAC | CSA | UL | General Purpose | - | - | -
250 | Type 12 | 115 | 0.48 | RAL 7035 | -30 | 55 | 2.26 | 255 | 255 | 25 | 224 | 224 | SK 3241.110 | RITTAL | FAN, 250 m3/h (147.1 CFM), 115 VAC | CSA | UL | General Purpose | - | - | -
250 | Type 12 | 115 | 0.48 | RAL 9005 | -30 | 55 | 2.26 | 255 | 255 | 25 | 224 | 224 | SK 3241.118 | RITTAL | FAN, 250 m3/h (147.1 CFM), 115 VAC | CSA | UL | General Purpose | - | - | -
230 | Type 12 | 24 V DC | 0.8 | RAL 7035 | -30 | 55 | 2.04 | 255 | 255 | 25 | 224 | 224 | SK 3241.124 | RITTAL | FAN, 230 m3/h (135.4 CFM), 24 VDC | CSA | UL | General Purpose | - | - | -
600 | Type 12 | 230 | 0.39 | RAL 7035 | -30 | 55 | 3.58 | 323 | 323 | 25 | 292 | 292 | SK 3243.100 | RITTAL | FAN, 600 m3/h (353.1 CFM), 230 VAC | CSA | UL | General Purpose | - | - | -
600 | Type 12 | 230 | 0.39 | RAL 9005 | -30 | 55 | 3.58 | 323 | 323 | 25 | 292 | 292 | SK 3243.108 | RITTAL | FAN, 600 m3/h (353.1 CFM), 230 VAC | CSA | UL | General Purpose | - | - | -
600 | Type 12 | 115 | 0.8 | RAL 7035 | -30 | 55 | 3.58 | 323 | 323 | 25 | 292 | 292 | SK 3243.110 | RITTAL | FAN, 600 m3/h (353.1 CFM), 115 VAC | CSA | UL | General Purpose | - | - | -
600 | Type 12 | 115 | 0.8 | RAL 9005 | -30 | 55 | 3.58 | 323 | 323 | 25 | 292 | 292 | SK 3243.118 | RITTAL | FAN, 600 m3/h (353.1 CFM), 115 VAC | CSA | UL | General Purpose | - | - | -
770 | Type 12 | 230 | 0.6 | RAL 7035 | -30 | 55 | 4.3 | 323 | 323 | 25 | 292 | 292 | SK 3244.100 | RITTAL | FAN, 770 m3/h (453.2 CFM), 230 VAC | CSA | UL | General Purpose | - | - | -
770 | Type 12 | 230 | 0.6 | RAL 9005 | -30 | 55 | 4.3 | 323 | 323 | 25 | 292 | 292 | SK 3244.108 | RITTAL | FAN, 770 m3/h (453.2 CFM), 230 VAC | CSA | UL | General Purpose | - | - | -
770 | Type 12 | 115 | 1.25 | RAL 7035 | -30 | 55 | 4.3 | 323 | 323 | 25 | 292 | 292 | SK 3244.110 | RITTAL | FAN, 770 m3/h (453.2 CFM), 115 VAC | CSA | UL | General Purpose | - | - | -
770 | Type 12 | 115 | 1.25 | RAL 9005 | -30 | 55 | 4.3 | 323 | 323 | 25 | 292 | 292 | SK 3244.118 | RITTAL | FAN, 770 m3/h (453.2 CFM), 115 VAC | CSA | UL | General Purpose | - | - | -
770 | Type 12 | 400/460 | 0.21 | RAL 7035 | -30 | 55 | 4.1 | 323 | 323 | 25 | 292 | 292 | SK 3244.140 | RITTAL | FAN, 770 m3/h (14.7 CFM), 400/460 VAC | CSA | UL | General Purpose | - | - | -
[13 empty] | Add all parts at the link; The last part is SK 3244.140 | RITTAL

## Thermostat-D
Mounting | Rated Voltage V AC | Rated Current Amps | Ajustable | Adjustment Range °C | OPERATION TEMP. MINIMUM °C | OPERATION TEMP. MAXIMUM °C | Weight kg | Height mm | Width mm | Depth mm | Part No. | Manufacturer | Description | Certificates | Certificates | Area Classification | Class, Division | Gas Groups | Temp. Code | Link | Key words: - Thermostat
| 277 | 10 | No | N/A | -50 | 180 |  | 50 | 25 | 25 | 13 | INTERTEC | THERMOSTAT, FOR HEATING, SWITCH ON @ -15 °C, SWITCH OFF @ -5 °C, FATORY SEALED | CSA |  | Hazardous Location | Class I, Div 1 | Group A,B,C,D | - | See datasheet 1-2
| 277 | 10 | No | N/A | -50 | 180 |  | 50 | 25 | 25 | TS 10 | INTERTEC | THERMOSTAT, FOR HEATING, SWITCH ON @ +10 °C, SWITCH OFF @ +18 °C, FATORY SEALED | CSA |  | Hazardous Location | Class I, Div 1 | Group A,B,C,D | - | See datasheet 1-2
| 277 | 10 | No | N/A | -50 | 180 |  | 50 | 25 | 25 | TS 20 | INTERTEC | THERMOSTAT, FOR HEATING, SWITCH ON @ +20 °C, SWITCH OFF @ +28 °C, FATORY SEALED | CSA |  | Hazardous Location | Class I, Div 1 | Group A,B,C,D | - | See datasheet 1-2
| 277 | 10 | No | N/A | -50 | 180 |  | 50 | 25 | 25 | TS 30 | INTERTEC | THERMOSTAT, FOR HEATING, SWITCH ON @ +30 °C, SWITCH OFF @ +38 °C, FATORY SEALED | CSA |  | Hazardous Location | Class I, Div 1 | Group A,B,C,D | - | See datasheet 1-2
| 277 | 10 | No | N/A | -50 | 180 |  | 50 | 25 | 25 | TS 40 | INTERTEC | THERMOSTAT, FOR HEATING, SWITCH ON @ +40 °C, SWITCH OFF @ +48 °C, FATORY SEALED | CSA |  | Hazardous Location | Class I, Div 1 | Group A,B,C,D | - | See datasheet 1-2
| 277 | 10 | No | N/A | -50 | 180 |  | 50 | 25 | 25 | TS 5 AM | INTERTEC | THERMOSTAT, FOR HEATING, SWITCH ON @ +5 °C, SWITCH OFF @ +16 °C, FATORY SEALED | CSA |  | Hazardous Location | Class I, Div 1 | Group A,B,C,D | - | See datasheet 1-2
| 277 | 10 | No | N/A | -50 | 180 |  | 50 | 25 | 25 | TS 20 AM | INTERTEC | THERMOSTAT, FOR HEATING, SWITCH ON @ +20 °C, SWITCH OFF @ +26°C, FATORY SEALED | CSA |  | Hazardous Location | Class I, Div 1 | Group A,B,C,D | - | See datasheet 1-2
| 277 | 10 | No | N/A | -50 | 180 |  | 50 | 25 | 25 | TS 30 AM | INTERTEC | THERMOSTAT, FOR HEATING, SWITCH ON @ +30 °C, SWITCH OFF @ +40 °C, FATORY SEALED | CSA |  | Hazardous Location | Class I, Div 1 | Group A,B,C,D | - | See datasheet 1-2
DIN Rail | 250 | 10 | Yes | 0 - 60 | - | - |  | 71 | 38 | 35.6 | SKT011409NC | HAMMOND | THERMOSTAT, FOR HEATING, SCALE F°, 15A@120V, 10A@250V |  | UL | General Purpose |  |  |  | See datasheet 1
DIN Rail | 250 | 10 | Yes | 0 - 60 | - | - |  | 71 | 38 | 35.6 | SKT011409NC-C | HAMMOND | THERMOSTAT, FOR HEATING, SCALE C°, 15A@120V, 10A@250V |  | UL | General Purpose |  |  |  | See datasheet 1
DIN Rail | 250 | 10 | Yes | 0 - 60 | - | - |  | 71 | 38 | 35.6 | SKT011409NO | HAMMOND | THERMOSTAT, FOR COOLING, SCALE F°, 15A@120V, 10A@250V |  | UL | General Purpose |  |  |  | See datasheet 1
DIN Rail | 250 | 10 | Yes | 0 - 60 | - | - |  | 71 | 38 | 35.6 | SKT011409NO-C | HAMMOND | THERMOSTAT, FOR COOLING, SCALE C°, 15A@120V, 10A@250V |  | UL | General Purpose |  |  |  | See datasheet 1
DIN Rail | 230 | 10 | Yes | 5 - 60 | 5 | 60 | 0.1 | 71 | 71 | 33.5 | SK 3110.000 | RITTAL | THERMOSTAT, FOR COOLING AND HEATING, SCALE C°, 5-10A@24-230V |  |  | General Purpose |  |  |  | See datasheet 2
Ready to go

## Light-D
Mounting | Input Voltage V | AC / DC | POWER Watts | OPERATION TEMP. MINIMUM °C | OPERATION TEMP. MAXIMUM °C | STORAGE TEMP. MINIMUM °C | STORAGE TEMP. MAXIMUM °C | Weight kg | Length mm | Width mm | Depth mm | Part No. | Manufacturer | Description | Certificates | Certificates | Area Classification | Class, Division | Gas Groups | Temp. Code | Link | Key words: - Light - Panel Light
Ajustable | 24 | DC | 11 | -40 | 60 | -50 | 85 | 0.8 | 393 | 71 | 71 | GS-1-C-W-BLK-H-24-66-A | NEMALUX | LIGHT, 24 V DC, CLASS I, DIV 2, GROUPS A,B,C,D, T4 | CSA | UL | Hazardous Location | CLASS I, DIV 2 | GROUPS A,B,C,D | T4 | See datasheets
Ajustable | 24 | DC | 21 | -40 | 60 | -50 | 85 | 1.2 | 672 | 71 | 71 | GS-2-C-W-BLK-H-24-66-A | NEMALUX | LIGHT, 24 V DC, CLASS I, DIV 2, GROUPS A,B,C,D, T4 | CSA | UL | Hazardous Location | CLASS I, DIV 2 | GROUPS A,B,C,D | T4 | See datasheets
Ajustable | 24 | DC | 32 | -40 | 60 | -50 | 85 | 1.8 | 952 | 71 | 71 | GS-3-C-W-BLK-H-24-66-A | NEMALUX | LIGHT, 24 V DC, CLASS I, DIV 2, GROUPS A,B,C,D, T4 | CSA | UL | Hazardous Location | CLASS I, DIV 2 | GROUPS A,B,C,D | T4 | See datasheets
Ajustable | 24 | DC | 42 | -40 | 60 | -50 | 85 | 2.4 | 1231 | 71 | 71 | GS-4-C-W-BLK-H-24-66-A | NEMALUX | LIGHT, 24 V DC, CLASS I, DIV 2, GROUPS A,B,C,D, T4 | CSA | UL | Hazardous Location | CLASS I, DIV 2 | GROUPS A,B,C,D | T4 | See datasheets
Ajustable | 120 | AC | 10 | -40 | 65 | -50 | 85 | 0.8 | 393 | 71 | 71 | GS-1-C-W-BLK-H-120-66-A | NEMALUX | LIGHT,120 V AC, CLASS I, DIV 2, GROUPS A,B,C,D, T4 | CSA | UL | Hazardous Location | CLASS I, DIV 2 | GROUPS A,B,C,D | T4 | See datasheets
Ajustable | 120 | AC | 20 | -40 | 65 | -50 | 85 | 1.2 | 672 | 71 | 71 | GS-2-C-W-BLK-H-120-66-A | NEMALUX | LIGHT,120 V AC, CLASS I, DIV 2, GROUPS A,B,C,D, T4 | CSA | UL | Hazardous Location | CLASS I, DIV 2 | GROUPS A,B,C,D | T4 | See datasheets
Ajustable | 120 | AC | 31 | -40 | 65 | -50 | 85 | 1.8 | 952 | 71 | 71 | GS-3-C-W-BLK-H-120-66-A | NEMALUX | LIGHT,120 V AC, CLASS I, DIV 2, GROUPS A,B,C,D, T4 | CSA | UL | Hazardous Location | CLASS I, DIV 2 | GROUPS A,B,C,D | T4 | See datasheets
Ajustable | 120 | AC | 41 | -40 | 65 | -50 | 85 | 2.4 | 1231 | 71 | 71 | GS-4-C-W-BLK-H-120-66-A | NEMALUX | LIGHT,120 V AC, CLASS I, DIV 2, GROUPS A,B,C,D, T4 | CSA | UL | Hazardous Location | CLASS I, DIV 2 | GROUPS A,B,C,D | T4 | See datasheets
Ajustable | 24 | DC | 8.4 | -40 | 60 | -50 | 85 | 0.8 | 393 | 71 | 71 | GS-1-C-W-BLK-O-24-66-A | NEMALUX | LIGHT, 24 V DC | CSA | UL | General Purpose | - | - | - | See datasheets
Ajustable | 24 | DC | 16.8 | -40 | 60 | -50 | 85 | 1.2 | 672 | 71 | 71 | GS-2-C-W-BLK-O-24-66-A | NEMALUX | LIGHT, 24 V DC | CSA | UL | General Purpose | - | - | - | See datasheets
Ajustable | 24 | DC | 25.2 | -40 | 60 | -50 | 85 | 1.8 | 952 | 71 | 71 | GS-3-C-W-BLK-O-24-66-A | NEMALUX | LIGHT, 24 V DC | CSA | UL | General Purpose | - | - | - | See datasheets
Ajustable | 24 | DC | 33.6 | -40 | 60 | -50 | 85 | 2.4 | 1231 | 71 | 71 | GS-4-C-W-BLK-O-24-66-A | NEMALUX | LIGHT, 24 V DC | CSA | UL | General Purpose | - | - | - | See datasheets
Ajustable | 120 | AC | 10 | -40 | 65 | -50 | 85 | 0.8 | 393 | 71 | 71 | GS-1-C-W-BLK-O-120-66-A | NEMALUX | LIGHT, 120 V AC | CSA | UL | General Purpose | - | - | - | See datasheets
Ajustable | 120 | AC | 20 | -40 | 65 | -50 | 85 | 1.2 | 672 | 71 | 71 | GS-2-C-W-BLK-O-120-66-A | NEMALUX | LIGHT, 120 V AC | CSA | UL | General Purpose | - | - | - | See datasheets
Ajustable | 120 | AC | 31 | -40 | 65 | -50 | 85 | 1.8 | 952 | 71 | 71 | GS-3-C-W-BLK-O-120-66-A | NEMALUX | LIGHT, 120 V AC | CSA | UL | General Purpose | - | - | - | See datasheets
Ajustable | 120 | AC | 41 | -40 | 65 | -50 | 85 | 2.4 | 1231 | 71 | 71 | GS-4-C-W-BLK-O-120-66-A | NEMALUX | LIGHT, 120 V AC | CSA | UL | General Purpose | - | - | - | See datasheets
4 different datasheets from NEMALUX
Ready to go

## Disconnect & Switch-D
Type | Rated Current A | Rated Voltage V | AC / DC | No. of Poles | OPERATION TEMP. MINIMUM °C | OPERATION TEMP. MAXIMUM °C | STORAGE TEMP. MINIMUM °C | STORAGE TEMP. MAXIMUM °C | Weight kg | Length mm | Width mm | Depth mm | Part No. | Manufacturer | Description | Certificates | Certificates | Area Classification | Class, Division | Gas Groups | Temp. Code | Link | Key words: - Disconnect - Switch - Load break switch - Transfer Switch
Toggle | 16 |  |  | 3P | [8 empty] | 22053000 | SOCOMEC |  | CSA | UL | General Purpose | N/A | N/A | N/A
Toggle | 20 |  |  | 3P | [9 empty] | SOCOMEC |  | CSA | UL | General Purpose | N/A | N/A | N/A
Toggle | 25 |  |  | 3P | [9 empty] | SOCOMEC |  | CSA | UL | General Purpose | N/A | N/A | N/A
Toggle | 32 |  |  | 3P | [9 empty] | SOCOMEC |  | CSA | UL | General Purpose | N/A | N/A | N/A
Toggle | 40 |  |  | 3P | [9 empty] | SOCOMEC |  | CSA | UL | General Purpose | N/A | N/A | N/A
Toggle | 63 |  |  | 3P | [9 empty] | SOCOMEC |  | CSA | UL | General Purpose | N/A | N/A | N/A
Toggle | 80 |  |  | 3P | [9 empty] | SOCOMEC |  | CSA | UL | General Purpose | N/A | N/A | N/A
Toggle | 100 |  |  | 3P | [9 empty] | SOCOMEC |  | CSA | UL | General Purpose | N/A | N/A | N/A
Rotary | 16 |  |  | 3P | [8 empty] | 22003000 | SOCOMEC |  | CSA | UL | General Purpose | N/A | N/A | N/A
Rotary | 20 |  |  | 3P | [9 empty] | SOCOMEC |  | CSA | UL | General Purpose | N/A | N/A | N/A
Rotary | 25 |  |  | 3P | [9 empty] | SOCOMEC |  | CSA | UL | General Purpose | N/A | N/A | N/A
Rotary | 32 |  |  | 3P | [9 empty] | SOCOMEC |  | CSA | UL | General Purpose | N/A | N/A | N/A
Rotary | 40 |  |  | 3P | [9 empty] | SOCOMEC |  | CSA | UL | General Purpose | N/A | N/A | N/A
Rotary | 63 |  |  | 3P | [9 empty] | SOCOMEC |  | CSA | UL | General Purpose | N/A | N/A | N/A
Rotary | 80 |  |  | 3P | [9 empty] | SOCOMEC |  | CSA | UL | General Purpose | N/A | N/A | N/A
Rotary | 100 |  |  | 3P | [9 empty] | SOCOMEC |  | CSA | UL | General Purpose | N/A | N/A | N/A

## Disconnect Handle-D
Mounting | Rated Current A | Rated Voltage V | Type | NEMA TYPE | Color | OPERATION TEMP. MINIMUM °C | OPERATION TEMP. MAXIMUM °C | STORAGE TEMP. MINIMUM °C | STORAGE TEMP. MAXIMUM °C | Weight kg | Length mm | Width mm | Depth mm | Part No. | Manufacturer | Description | Certificates | Certificates | Area Classification | Class, Division | Gas Groups | Temp. Code | Link | Key words: - Handle - Disconnect Handle
External | 16 ... 100 CD |  | S00 | 3R, 12 | Black | [9 empty] | SOCOMEC |  | CSA | UL | General Purpose | N/A | N/A | N/A
External | 16 ... 100 CD |  | S00 | 3R, 12 | Red/Yellow | [9 empty] | SOCOMEC |  | CSA | UL | General Purpose | N/A | N/A | N/A
External | 16 ... 100 CD |  | S00 | 4, 4X | Black | [9 empty] | SOCOMEC |  | CSA | UL | General Purpose | N/A | N/A | N/A
External | 16 ... 100 CD |  | S00 | 4, 4X | Red/Yellow | [9 empty] | SOCOMEC |  | CSA | UL | General Purpose | N/A | N/A | N/A
External | 16 ... 100 CD |  | S0 | 1, 3R, 12 | Black | [9 empty] | SOCOMEC |  | CSA | UL | General Purpose | N/A | N/A | N/A
External | 16 ... 100 CD |  | S0 | 1, 3R, 12 | Red/Yellow | [9 empty] | SOCOMEC |  | CSA | UL | General Purpose | N/A | N/A | N/A
External | 16 ... 100 CD |  | S0 | 4, 4X | Black | [9 empty] | SOCOMEC |  | CSA | UL | General Purpose | N/A | N/A | N/A
External | 16 ... 100 CD |  | S0 | 4, 4X | Red/Yellow | [9 empty] | SOCOMEC |  | CSA | UL | General Purpose | N/A | N/A | N/A
External | 16 ... 100 CD |  | S01 | 3R, 12 | Black | [9 empty] | SOCOMEC |  | CSA | UL | General Purpose | N/A | N/A | N/A
External | 16 ... 100 CD |  | S01 | 3R, 12 | Red/Yellow | [9 empty] | SOCOMEC |  | CSA | UL | General Purpose | N/A | N/A | N/A
External | 16 ... 100 CD |  | S01 | 4, 4X | Black | [9 empty] | SOCOMEC |  | CSA | UL | General Purpose | N/A | N/A | N/A
External | 16 ... 100 CD |  | S01 | 4, 4X | Red/Yellow | [9 empty] | SOCOMEC |  | CSA | UL | General Purpose | N/A | N/A | N/A
Direct | 16 ... 100 CD |  | M00 | N/A | Blue | [9 empty] | SOCOMEC |  | CSA | UL | General Purpose | N/A | N/A | N/A